## Achtergrond
In dit spreadsheet worden een aantal karacteristieken van de celldyn extracties beschreven.
Er zijn verschillende software versies van de Abbott Sapphire in gebruik geweest over de tijd.
| van | tot | aantal | split files | opmerking
R2-3
R2-4
R2-5
R2-5B
R9-3A
R9-3C |  |  |  |  | met en zonder namn block
R9-4A
XR2-4
XR2-5
XR9-3
XR9-4
v3
v4
v5
R2-4 ,"R2-5 ","R2-5B","R9-3A","R9-3C","R9-4A","XR2-3","XR2-4","XR2-5","XR9-3","XR9-4","v3","v4","v5"
CD 4000 mode enumeration legend:
0-CBC mode
1-CBC, WBC extended mode
2-CBC, Resistant RBC mode
4-CBC+RETC mode
5-CBC+RETC, Resistant RBC mode
6-CBC+CD61, WBC extended count mode
7-CD3/4/8, WBC extended count mode
ALL: Axial Light Loss (0°)
PSS: Polarised Side Scatter (90°)
DSS: Depolarised Side Scatter (90°)
IAS: Intermediate Angle Scatter (7°)
NAMN Neutrophil ALL Mean (gemiddelde van neutro-populatie op 0°)
NIMN Neutrophil IAS Mean (gemiddeld van neutro-populatie op 7°)
NPMN Neutrophil PSS Mean (gemiddelde van neutro-populatie op 90° gepolariseerd)
NDMN Neutrophil DSS Mean (gemiddelde van neutro-populatie op 90° gedepolariseerd)
NFMN Neutrophil FL3 Mean (gemiddelde van neutro-populatie op FL3 signaal)
NACV Neutrophil ALL CV% (CV% van neutro-populatie op 0°)
NICV Neutrophil IAS CV% (CV% van neutro-populatie op 7°)
NPCV Neutrophil PSS CV% (CV% van neutro-populatie op 90° gepolariseerd)
NDCV Neutrophil DSS CV% (CV% van neutro-populatie op 90° gedepolariseerd)
NFCV Neutrophil FL3 CV% (CV% van neutro-populatie op FL3 signaal)
LAMN Lymphocyte ALL Mean (gemiddelde van lymfo-populatie op 0°)
LIMN Lymphocyte IAS Mean (gemiddelde van lymfo-populatie op 7°)
LACV Lymphocyte ALL CV% (gemiddelde CV% van lymfo-populatie op 0°)
LICV Lymphocyte ALL CV% (gemiddelde CV% van lymfo-populatie op 7°)
PIMN Platelet IAS Mean (gemiddelde van trombo-populatie op 7°)
PPMN Platelet PSS Mean (gemiddelde van trombo-populatie op 90°)
PICV Platelet IAS CV% (gemiddelde CV% van trombo-populatie op 7°)
PPCV Platelet PSS Mean (gemiddelde CV% van trombo-populatie op 90°)

## SourceField_specs
SourceField_specs |  | In dit sheet staat voor iedere combinatie software versie en file_type van de DataLogExtract (DLE) bestanden een lijst met aanwezige velden. In de laatste kolommen staat aangegeven hoe SAS die velden moet inlezen c.q. interpreteren.
| 1 | 2 | [55 empty] | SapphireNaam |  |  | 2 |  | 1
| R1_2_P_all | R1_2_M_All | R1_2_A_PoliV3 | R2_3_A_PoliV3_P_All | R2_4_A_PoliV3 | R2_4_A_PoliV3_P_All | R2_4_M_all | R2_4_P_all | R2_5_A_PoliV3 | R2_5_A_PoliV3_P_All | R2_5_M_all | R2_5_P_all | R2_5B_A_PoliV3 | R2_5B_A_PoliV3_P_All | R2_5B_M_all | R2_5B_P_all | R9_3A_A_PoliV3 | R9_3C_A_PoliV3 | R9_3C_A_PoliV3_P_All | R9_4A_A_PoliV3 | R9_4A_A_PoliV3_P_All | XR2_3_A_PoliV3 | XR2_3_A_PoliV3_P_All | XR2_4_A_PoliV3 | XR2_4_A_PoliV3_P_All | XR2_4_M_All | XR2_4_P_All | XR2_5_A_PoliV3 | XR2_5_A_PoliV3_P_All | XR2_5_M_All | XR2_5_P_All | XR9_3_A_PoliV3 | XR9_3_A_PoliV3_P_All | XR9_3C_A_PoliV3 | XR9_3C_A_PoliV3_P_All | XR9_4_A_PoliV3_P_All | XR9_4A_A_PoliV3_P_All | v3_A_PoliV3 | v3_Full | v3_M_All | v3_P_All | v4_A_PoliV3 | v4_Full | v4_M_all | v4_P_All | v5_A_PoliV3 | v5_M_all | v5_P_All | v5_Full | volgorde | duplicate | csv_import | csv_template | input_naam | input_type | informat | uitformat | sasnaam | OudeCelldynSasnaam | OudeCelldynInputNaam | OudeCelldynContent | OudeCelldynOpmerkingen | label | Parameter_type | Cell_type | Analysis | Detection_method | Diagnostic_use_FDA_approved | GLIMS_Mnemonic | HiX_omschrijving | UPOD_unit | HiX_unit | Opmerking | done
| R1-2_P_all | R1-2_M_All | R1-2_A_PoliV3 | R2-3_A_PoliV3_P_All | R2-4_A_PoliV3 | R2-4_A_PoliV3_P_All | R2-4_M_all | R2-4_P_all | R2-5_A_PoliV3 | R2-5_A_PoliV3_P_All | R2-5_M_all | R2-5_P_all | R2-5B_A_PoliV3 | R2-5B_A_PoliV3_P_All | R2-5B_M_all | R2-5B_P_all | R9-3A_A_PoliV3 | R9-3C_A_PoliV3 | R9-3C_A_PoliV3_P_All | R9-4A_A_PoliV3 | R9-4A_A_PoliV3_P_All | XR2-3_A_PoliV3 | XR2-3_A_PoliV3_P_All | XR2-4_A_PoliV3 | XR2-4_A_PoliV3_P_All | XR2-4_M_All | XR2-4_P_All | XR2-5_A_PoliV3 | XR2-5_A_PoliV3_P_All | XR2-5_M_All | XR2-5_P_All | XR9-3_A_PoliV3 | XR9-3_A_PoliV3_P_All | XR9-3C_A_PoliV3 | XR9-3C_A_PoliV3_P_All | XR9-4_A_PoliV3_P_All | XR9-4A_A_PoliV3_P_All | v3_A_PoliV3 | v3_Full | v3_M_All | v3_P_All | v4_A_PoliV3 | v4_Full | v4_M_all | v4_P_All | v5_A_PoliV3 | v5_M_all | v5_P_All | v5_Full | 4
SWVer | R1-2 | R1-2 | R1-2 | R2-3 | R2-4 | R2-4 | R2-4 | R2-4 | R2-5 | R2-5 | R2-5 | R2-5 | R2-5B | R2-5B | R2-5B | R2-5B | R9-3A | R9-3C | R9-3C | R9-4A | R9-4A | XR2-3 | XR2-3 | XR2-4 | XR2-4 | XR2-4 | XR2-4 | XR2-5 | XR2-5 | XR2-5 | XR2-5 | XR9-3 | XR9-3 | XR9-3C | XR9-3C | XR9-4 | XR9-4A | v3 | v3 | v3 | v3 | v4 | v4 | v4 | v4 | v5 | v5 | v5 | v5 | 5
| P_all | M_All | A_PoliV3 | A_PoliV3_P_All | A_PoliV3 | A_PoliV3_P_All | M_all | P_all | A_PoliV3 | A_PoliV3_P_All | M_all | P_all | A_PoliV3 | A_PoliV3_P_All | M_all | P_all | A_PoliV3 | A_PoliV3 | A_PoliV3_P_All | A_PoliV3 | A_PoliV3_P_All | A_PoliV3 | A_PoliV3_P_All | A_PoliV3 | A_PoliV3_P_All | M_All | P_All | A_PoliV3 | A_PoliV3_P_All | M_All | P_All | A_PoliV3 | A_PoliV3_P_All | A_PoliV3 | A_PoliV3_P_All | A_PoliV3_P_All | A_PoliV3_P_All | A_PoliV3 | Full | M_All | P_All | A_PoliV3 | Full | M_all | P_All | A_PoliV3 | M_all | P_All | Full | 6
[7 empty] | F:\UPOD\Cell_DLE\CSV_files_raw_nieuwe_structuur\2010\S005_serie2\m_all\5_1003bm.csv | F:\UPOD\Cell_DLE\CSV_files_raw_nieuwe_structuur\2010\S005_serie2\p_all\5_1003bp.csv | F:\UPOD\Cell_DLE\CSV_files_raw_nieuwe_structuur\2009\K3\T03\3_0907a.csv | F:\UPOD\Cell_DLE\CSV_files_raw_nieuwe_structuur\2008\K2\T05\5_0408ax.csv |  |  | F:\UPOD\Cell_DLE\CSV_files_raw_nieuwe_structuur\2010\K2_serie2\A_sap34\4_1003ca.csv | F:\UPOD\Cell_DLE\CSV_files_raw_nieuwe_structuur\2010\K2_serie2\A_sap2\2_1003ga.csv | F:\UPOD\Cell_DLE\CSV_files_raw_nieuwe_structuur\2010\K3_serie2\M_all\4_1009am.csv | F:\UPOD\Cell_DLE\CSV_files_raw_nieuwe_structuur\2010\K3_serie2\P_all\4_1009ap.csv |  |  |  | F:\UPOD\Cell_DLE\CSV_files_raw_nieuwe_structuur\2007\m00\4_1207A.csv | F:\UPOD\Cell_DLE\CSV_files_raw_nieuwe_structuur\2008\K1\T01\4_018BX.csv |  |  | F:\UPOD\Cell_DLE\CSV_files_raw_nieuwe_structuur\2008\K1\T03\5_0308a.csv | F:\UPOD\Cell_DLE\CSV_files_raw_nieuwe_structuur\2008\K1\T01\7_0208b1.csv | F:\UPOD\Cell_DLE\CSV_files_raw_nieuwe_structuur\2010\S005_serie2\m_all\5_1003em.csv | F:\UPOD\Cell_DLE\CSV_files_raw_nieuwe_structuur\2010\S005_serie2\p_all\5_1003ep.csv | F:\UPOD\Cell_DLE\CSV_files_raw_nieuwe_structuur\2010\S005_serie2\A_sap15\5_1003fa.csv | F:\UPOD\Cell_DLE\CSV_files_raw_nieuwe_structuur\2010\K2_serie2\A_sap2\2_1008ca.csv | F:\UPOD\Cell_DLE\CSV_files_raw_nieuwe_structuur\2010\K2_serie2\M_ALL\2_1004am.csv | F:\UPOD\Cell_DLE\CSV_files_raw_nieuwe_structuur\2010\K2_serie2\P_ALL\2_1003gp.csv | F:\UPOD\Cell_DLE\CSV_files_raw_nieuwe_structuur\2007\m00\4_1107B.csv | F:\UPOD\Cell_DLE\CSV_files_raw_nieuwe_structuur\2006\m04\4_0604B.csv | F:\UPOD\Cell_DLE\CSV_files_raw_nieuwe_structuur\2007\m00\4_1107B.csv |  | F:\UPOD\Cell_DLE\CSV_files_raw_nieuwe_structuur\2009\KP\T08\4_0911I.CSV | F:\UPOD\Cell_DLE\CSV_files_raw_nieuwe_structuur\2008\K1\T01\4_0808A.csv | F:\UPOD\Cell_DLE\CSV_files_raw_nieuwe_structuur\2010\K1\T08\1_1003e.csv | F:\UPOD\Cell_DLE\CSV_files_raw_nieuwe_structuur\2010\sap2_94\m10\42194az_dlext_20101018_2082_2302.csv | F:\UPOD\Cell_DLE\CSV_files_raw_nieuwe_structuur\2010\magweg\2_1008gm.csv | F:\UPOD\Cell_DLE\CSV_files_raw_nieuwe_structuur\2010\K2_serie2\P_ALL\1_1004cp.csv | F:\UPOD\Cell_DLE\CSV_files_raw_nieuwe_structuur\2013\sap6_96\A_res\1_1310ba.csv | F:\UPOD\Cell_DLE\CSV_files_raw_nieuwe_structuur\2010\sap3_92\m11\42192az_dlext_20101115_8812_9013.csv | F:\UPOD\Cell_DLE\CSV_files_raw_nieuwe_structuur\2011\sap4_783\M_all\4_1112bm.csv | F:\UPOD\Cell_DLE\CSV_files_raw_nieuwe_structuur\2011\K3_serie2\P_all\4_1112bp.csv | F:\UPOD\Cell_DLE\CSV_files_raw_nieuwe_structuur\2014\sap1_93\m04\6_1404aa.csv | F:\UPOD\Cell_DLE\CSV_files_raw_nieuwe_structuur\2014\sap1_93\m04\6_1404am.csv | F:\UPOD\Cell_DLE\CSV_files_raw_nieuwe_structuur\2014\sap1_93\m04\6_1404ap.csv |  | 7
[50 empty] | 8 |  |  |  | var | input
[50 empty] | 9 |  |  | 1 | bestand | $ | $150. | $150. | bestand
[50 empty] | 10 |  |  | 1 | bestanden | $ | $150. | $150. | bestanden |  |  |  |  | Source files DLE | general specs | NA | NA | NA | NA | NA | NA | NA | NA
[50 empty] | 11 |  |  | 1 | fcs_id | $ | $30. | $30. | fcs_id |  |  |  |  | FCS ID | general specs | NA | NA | NA | NA | NA | NA | NA | NA
[50 empty] | 12 |  |  | 1 | bevat | $ | $100. | $100. | bevat |  |  |  |  | Source file types | general specs | NA | NA | NA | NA | NA | NA | NA | NA
[50 empty] | 13 |  |  | 1 | Asp_dt |  | datetime13. | datetime13. | Asp_dt |  |  |  |  | Aspiration_dt | general specs | NA | NA | NA | NA | NA | NA | NA | NA
[50 empty] | 14 |  |  | 1 | key | $ | $60. | $60. | key
15
[50 empty] | 16 |  |  | 1 | Seq2 |  | $4. | $4. | Seq2 |  |  |  |  | Sequencenumber (Char) | general specs | NA | NA | NA | NA | NA | NA | NA | NA
| Seq | Seq | Seq | Seq | Seq | Seq | Seq | Seq | Seq | Seq | Seq | Seq | Seq | Seq | Seq | Seq | Seq | Seq | Seq | Seq | Seq | Seq | Seq | Seq | Seq | Seq | Seq | Seq | Seq | Seq | Seq | Seq | Seq | Seq | Seq | Seq | Seq | Seq | Seq | Seq | Seq | Seq | Seq | Seq | Seq | Seq | Seq | Seq | Seq | 17 |  | 1 |  | Seq |  | best32. | best12. | Seq |  |  |  |  | Sequencenumber (num) | general specs | NA | NA | NA | NA | NA | NA | NA | NA
| Asptime | Asptime | Asptime | Asptime | Asptime | Asptime | Asptime | Asptime | Asptime | Asptime | Asptime | Asptime | Asptime | Asptime | Asptime | Asptime | Asptime | Asptime | Asptime | Asptime | Asptime | Asptime | Asptime | Asptime | Asptime | Asptime | Asptime | Asptime | Asptime | Asptime | Asptime | Asptime | Asptime | Asptime | Asptime | Asptime | Asptime | Asptime | Asptime | Asptime | Asptime | Asptime | Asptime | Asptime | Asptime | Asptime | Asptime | Asptime | Asptime | 18 |  | 1 |  | Asptime | $ | $30. | $30. | Asp_dt |  |  |  |  | Aspiration_dt (char) | general specs | NA | NA | NA | NA | NA | NA | NA | NA
| SerNum | SerNum | SerNum | SerNum | SerNum | SerNum | SerNum | SerNum | SerNum | SerNum | SerNum | SerNum | SerNum | SerNum | SerNum | SerNum | SerNum | SerNum | SerNum | SerNum | SerNum | SerNum | SerNum | SerNum | SerNum | SerNum | SerNum | SerNum | SerNum | SerNum | SerNum | SerNum | SerNum | SerNum | SerNum | SerNum | SerNum | SerNum | SerNum | SerNum | SerNum | SerNum | SerNum | SerNum | SerNum | SerNum | SerNum | SerNum | SerNum | 19 |  | 1 |  | SerNum | $ | $12. | $12. | SerNum | Analyzer |  |  |  | Analyser name | analyser specs | NA | NA | NA | NA | NA | NA | NA | NA
|  |  |  | UsrDem2 |  | UsrDem2 | [10 empty] | UsrDem2 | UsrDem2 | UsrDem2 |  | UsrDem2 |  | UsrDem2 |  | UsrDem2 | [7 empty] | UsrDem2 |  | UsrDem2 |  | UsrDem2 | [12 empty] | 20 |  |  |  | UserDem2 | $ | $20 | $20 | UserDem2
|  |  |  | UsrDem3 |  | UsrDem3 | [10 empty] | UsrDem3 | UsrDem3 | UsrDem3 |  | UsrDem3 |  | UsrDem3 |  | UsrDem3 | [7 empty] | UsrDem3 |  | UsrDem3 |  | UsrDem3 | [12 empty] | 21 |  |  |  | UserDem3 | $ | $20 | $20 | UserDem3
|  |  |  | LastName |  | LastName | [10 empty] | LastName | LastName | LastName |  | LastName |  | LastName |  | LastName | [7 empty] | LastName |  | LastName |  | LastName | [12 empty] | 22
|  |  |  | Sex |  | Sex | [10 empty] | Sex | Sex | Sex |  | Sex |  | Sex |  | Sex | [7 empty] | Sex |  | Sex |  | Sex | [12 empty] | 23 |  |  |  | sex | $ | $6 | $6 | sex |  |  |  |  | Gender | general specs | NA | NA | NA | NA | NA | NA | NA | NA
| SWVer | SWVer | SWVer | SWVer | SWVer | SWVer | SWVer | SWVer | SWVer | SWVer | SWVer | SWVer | SWVer | SWVer | SWVer | SWVer | SWVer | SWVer | SWVer | SWVer | SWVer | SWVer | SWVer | SWVer | SWVer | SWVer | SWVer | SWVer | SWVer | SWVer | SWVer | SWVer | SWVer | SWVer | SWVer | SWVer | SWVer | SWVer | SWVer | SWVer | SWVer | SWVer | SWVer | SWVer | SWVer | SWVer | SWVer | SWVer | SWVer | 24 |  | 1 |  | SWVer | $ | $12. | $12. | SWVer |  |  |  |  | Software version DLE | general specs | NA | NA | NA | NA | NA | NA | NA | NA
| BarCode | BarCode |  | BarCode | BarCode | BarCode | BarCode | BarCode |  | BarCode | BarCode | BarCode |  | BarCode | BarCode | BarCode | BarCode | BarCode | BarCode | BarCode | BarCode | BarCode | BarCode |  | BarCode | BarCode | BarCode |  | BarCode | BarCode | BarCode | BarCode | BarCode | BarCode | BarCode | BarCode | BarCode |  | BarCode | BarCode | BarCode |  | BarCode | BarCode | BarCode |  | BarCode | BarCode | BarCode | 25 |  | 1 |  | BarCode | $ | $20. | $20. | BarCode |  |  |  |  | BarCode sample | general specs | NA | NA | NA | NA | NA | NA | NA | NA
| RackNum | RackNum | RackNum | RackNum | RackNum | RackNum | RackNum | RackNum | RackNum | RackNum | RackNum | RackNum | RackNum | RackNum | RackNum | RackNum | RackNum | RackNum | RackNum | RackNum | RackNum | RackNum | RackNum | RackNum | RackNum | RackNum | RackNum | RackNum | RackNum | RackNum | RackNum | RackNum | RackNum | RackNum | RackNum | RackNum | RackNum | RackNum | RackNum | RackNum | RackNum | RackNum | RackNum | RackNum | RackNum | RackNum | RackNum | RackNum | RackNum | 26 |  | 1 |  | RackNum |  | best32. | best12. | RackNum |  |  |  |  | RackNum sample | general specs | NA | NA | NA | NA | NA | NA | NA | NA
| TubePos | TubePos | TubePos | TubePos | TubePos | TubePos | TubePos | TubePos | TubePos | TubePos | TubePos | TubePos | TubePos | TubePos | TubePos | TubePos | TubePos | TubePos | TubePos | TubePos | TubePos | TubePos | TubePos | TubePos | TubePos | TubePos | TubePos | TubePos | TubePos | TubePos | TubePos | TubePos | TubePos | TubePos | TubePos | TubePos | TubePos | TubePos | TubePos | TubePos | TubePos | TubePos | TubePos | TubePos | TubePos | TubePos | TubePos | TubePos | TubePos | 27 |  | 1 |  | TubePos |  | best32. | best12. | TubePos |  |  |  |  | TubePosition | general specs | NA | NA | NA | NA | NA | NA | NA | NA
| OpID | OpID | OpID | OpID | OpID | OpID | OpID | OpID | OpID | OpID | OpID | OpID | OpID | OpID | OpID | OpID | OpID | OpID | OpID | OpID | OpID | OpID | OpID | OpID | OpID | OpID | OpID | OpID | OpID | OpID | OpID | OpID | OpID | OpID | OpID | OpID | OpID | OpID | OpID | OpID | OpID | OpID | OpID | OpID | OpID | OpID | OpID | OpID | OpID | 28 |  | 1 |  | OpID | $ | $1. | $1. | OpID
| SpecID | SpecID | SpecID | SpecID | SpecID | SpecID | SpecID | SpecID | SpecID | SpecID | SpecID | SpecID | SpecID | SpecID | SpecID | SpecID | SpecID | SpecID | SpecID | SpecID | SpecID | SpecID | SpecID | SpecID | SpecID | SpecID | SpecID | SpecID | SpecID | SpecID | SpecID | SpecID | SpecID | SpecID | SpecID | SpecID | SpecID | SpecID | SpecID | SpecID | SpecID | SpecID | SpecID | SpecID | SpecID | SpecID | SpecID | SpecID | SpecID | 29 |  | 1 |  | SpecID | $ | $20. | $20. | SpecID |  |  |  |  | specimenID | general specs | NA | NA | NA | NA | NA | NA | NA | NA | bevat deel labid
| CBC | CBC | CBC | CBC | CBC | CBC | CBC | CBC | CBC | CBC | CBC | CBC | CBC | CBC | CBC | CBC | CBC | CBC | CBC | CBC | CBC | CBC | CBC | CBC | CBC | CBC | CBC | CBC | CBC | CBC | CBC | CBC | CBC | CBC | CBC | CBC | CBC | CBC | CBC | CBC | CBC | CBC | CBC | CBC | CBC | CBC | CBC | CBC | CBC | 30 |  | 1 |  | CBC |  | best32. | best12. | CBC | c_mode_cbc | CBC | monster geanalyseerd in CBC mode | ja (=1) of nee (=0) (staat in FCS in testID) | Sample analysed in CBC mode | analyser specs | NA | NA | NA | NA | No | No | NA | NA
| rtcTest | rtcTest | rtcTest | rtcTest | rtcTest | rtcTest | rtcTest | rtcTest | rtcTest | rtcTest | rtcTest | rtcTest | rtcTest | rtcTest | rtcTest | rtcTest | rtcTest | rtcTest | rtcTest | rtcTest | rtcTest | rtcTest | rtcTest | rtcTest | rtcTest | rtcTest | rtcTest | rtcTest | rtcTest | rtcTest | rtcTest | rtcTest | rtcTest | rtcTest | rtcTest | rtcTest | rtcTest | rtcTest | rtcTest | rtcTest | rtcTest | rtcTest | rtcTest | rtcTest | rtcTest | rtcTest | rtcTest | rtcTest | rtcTest | 31 |  | 1 |  | rtcTest |  | best32. | best12. | rtcTest | c_mode_rtc | rtcTest | monster geanalyseerd in reti mode | ja (=1) of nee (=0) (staat in FCS in testID) | Sample analysed in Reti mode | analyser specs | NA | NA | NA | NA | No | No | NA | NA
| CD61Test | CD61Test | CD61Test | CD61Test | CD61Test | CD61Test | CD61Test | CD61Test | CD61Test | CD61Test | CD61Test | CD61Test | CD61Test | CD61Test | CD61Test | CD61Test | CD61Test | CD61Test | CD61Test | CD61Test | CD61Test | CD61Test | CD61Test | CD61Test | CD61Test | CD61Test | CD61Test | CD61Test | CD61Test | CD61Test | CD61Test | CD61Test | CD61Test | CD61Test | CD61Test | CD61Test | CD61Test | CD61Test | CD61Test | CD61Test | CD61Test | CD61Test | CD61Test | CD61Test | CD61Test | CD61Test | CD61Test | CD61Test | CD61Test | 32 |  | 1 |  | CD61Test |  | best32. | best12. | CD61Test | c_mode_cd61 | CD61Test | monster geanalyseerd in CD61 mode | ja (=1) of nee (=0) (staat in FCS in testID) | Sample analysed in CD61 mode | analyser specs | NA | NA | NA | NA | No | No | NA | NA
|  |  | CD348Test | [5 empty] | CD348Test |  |  |  | CD348Test | [10 empty] | CD348Test |  |  |  | CD348Test | [9 empty] | CD348Test | CD348Test |  |  | CD348Test | CD348Test |  |  | CD348Test |  |  | CD348Test | 33 |  | 1 |  | CD348Test |  | best32. | best12. | CD348Test |  |  |  |  | Sample analysed in CD3/4/8 mode | analyser specs | NA | NA | NA | NA | No | No | NA | NA
| xLyse | xLyse | xLyse | xLyse | xLyse | xLyse | xLyse | xLyse | xLyse | xLyse | xLyse | xLyse | xLyse | xLyse | xLyse | xLyse | xLyse | xLyse | xLyse | xLyse | xLyse | xLyse | xLyse | xLyse | xLyse | xLyse | xLyse | xLyse | xLyse | xLyse | xLyse | xLyse | xLyse | xLyse | xLyse | xLyse | xLyse | xLyse | xLyse | xLyse | xLyse | xLyse | xLyse | xLyse | xLyse | xLyse | xLyse | xLyse | xLyse | 34 |  | 1 |  | xLyse |  | best32. | best12. | xLyse | c_mode_xLyse | xLyse | monster geanalyseerd in resistant mode | ja (=1) of nee (=0) (staat in FCS in testID) | Sample analysed in Resistant RBC (extended lysis) mode | analyser specs | NA | NA | NA | NA | No | No | NA | NA
| xCnt | xCnt | xCnt | xCnt | xCnt | xCnt | xCnt | xCnt | xCnt | xCnt | xCnt | xCnt | xCnt | xCnt | xCnt | xCnt | xCnt | xCnt | xCnt | xCnt | xCnt | xCnt | xCnt | xCnt | xCnt | xCnt | xCnt | xCnt | xCnt | xCnt | xCnt | xCnt | xCnt | xCnt | xCnt | xCnt | xCnt | xCnt | xCnt | xCnt | xCnt | xCnt | xCnt | xCnt | xCnt | xCnt | xCnt | xCnt | xCnt | 35 |  | 1 |  | xCnt |  | best32. | best12. | xCnt | c_mode_xCnt | xCnt | monster geanalyseerd in CBC extended count mode | ja (=1) of nee (=0) | Sample analysed in Extended WBC count mode | analyser specs | NA | NA | NA | NA | No | No | NA | NA
|  |  | CSFTest | [5 empty] | CSFTest |  |  |  | CSFTest | [10 empty] | CSFTest |  |  |  | CSFTest | [9 empty] | CSFTest | CSFTest |  |  | CSFTest | CSFTest |  |  | CSFTest |  |  | CSFTest | 36 |  | 1 |  | CSFTest |  | best32. | best12. | CSFTest |  |  |  |  | Sample analysed in CSF (non blood) mode | analyser specs | NA | NA | NA | NA | No | No | NA | NA
|  |  | WBCFlowTest | [5 empty] | WBCFlowTest |  |  |  | WBCFlowTest | [10 empty] | WBCFlowTest |  |  |  | WBCFlowTest | [9 empty] | WBCFlowTest | WBCFlowTest |  |  | WBCFlowTest | WBCFlowTest |  |  | WBCFlowTest |  |  | WBCFlowTest | 37 |  | 1 |  | WBCFlowTest |  | best32. | best12. | WBCFlowTest |  |  |  |  | Sample analysed in WBC flow and CBC_WBC extended count mode | analyser specs | NA | NA | NA | NA | No | No | NA | NA
|  |  | RBCFlowTest | [5 empty] | RBCFlowTest |  |  |  | RBCFlowTest | [10 empty] | RBCFlowTest |  |  |  | RBCFlowTest | [9 empty] | RBCFlowTest | RBCFlowTest |  |  | RBCFlowTest | RBCFlowTest |  |  | RBCFlowTest |  |  | RBCFlowTest | 38 |  | 1 |  | RBCFlowTest |  | best32. | best12. | RBCFlowTest |  |  |  |  | Sample analysed in RBC Flow mode | analyser specs | NA | NA | NA | NA | No | No | NA | NA
|  |  | PLTFlowTest | [5 empty] | PLTFlowTest |  |  |  | PLTFlowTest | [10 empty] | PLTFlowTest |  |  |  | PLTFlowTest | [9 empty] | PLTFlowTest | PLTFlowTest |  |  | PLTFlowTest | PLTFlowTest |  |  | PLTFlowTest |  |  | PLTFlowTest | 39 |  | 1 |  | PLTFlowTest |  | best32. | best12. | PLTFlowTest |  |  |  |  | Sample analysed in PLT Flow and CBC_WBC extended count mode | analyser specs | NA | NA | NA | NA | No | No | NA | NA
| Mode | Mode | Mode | Mode | Mode | Mode | Mode | Mode | Mode | Mode | Mode | Mode | Mode | Mode | Mode | Mode | Mode | Mode | Mode | Mode | Mode | Mode | Mode | Mode | Mode | Mode | Mode | Mode | Mode | Mode | Mode | Mode | Mode | Mode | Mode | Mode | Mode | Mode | Mode | Mode | Mode | Mode | Mode | Mode | Mode | Mode | Mode | Mode | Mode | 40 |  | 1 |  | Mode |  | best32. | best12. | Mode | c_mode | Mode | Modus waarin de bepaling is uitgevoerd | open (=1) dan is er met de hand een monster ingezet, of closed (=0) (automatisch worden de monsters aangeboden) | Run in manual sample insert Open (=1) or automatic sample insert closed (=0) mode | analyser specs | NA | NA | NA | NA | No | No | NA | NA
| fixedCells | fixedCells | fixedCells | fixedCells | fixedCells | fixedCells | fixedCells | fixedCells | fixedCells | fixedCells | fixedCells | fixedCells | fixedCells | fixedCells | fixedCells | fixedCells | fixedCells | fixedCells | fixedCells | fixedCells | fixedCells | fixedCells | fixedCells | fixedCells | fixedCells | fixedCells | fixedCells | fixedCells | fixedCells | fixedCells | fixedCells | fixedCells | fixedCells | fixedCells | fixedCells | fixedCells | fixedCells | fixedCells | fixedCells | fixedCells | fixedCells | fixedCells | fixedCells | fixedCells | fixedCells | fixedCells | fixedCells | fixedCells | fixedCells | 41 |  | 1 |  | fixedCells |  | best32. | best12. | fixedCells | c_fixedCells | fixedCells | monster geanalyseerd als fixed cells | ja (=1) of nee (=0) | Sample analysed as fixed cells | analyser specs | NA | NA | NA | NA | No | No | NA | NA
|  | Clin | Clin |  |  |  | Clin |  | Clin |  | Clin |  | Clin | [10 empty] | Clin |  |  |  | Clin |  | Clin | [7 empty] | Clin | Clin | Clin |  | Clin | Clin | Clin |  | Clin | Clin |  | Clin | 42 |  |  |  | Clin |  | best32. | best12. | Clin |  |  |  |  | LvD: No idea what this, not present in normal data string. Could it be that one of the user programmable demographics is named "clin" and filled with the clinician name??
|  |  | WBC | WBC | WBC | WBC |  |  | WBC | WBC |  |  | WBC | WBC |  |  | WBC | WBC | WBC | WBC | WBC | WBC | WBC | WBC | WBC |  |  | WBC | WBC |  |  | WBC | WBC | WBC | WBC | WBC | WBC | WBC | WBC |  |  | WBC | WBC |  |  | WBC |  |  | WBC | 43 |  | 1 |  | WBC |  | best32. | best12. | WBC | c_b_wbc | WBC | aantal leukocyten |  | White Blood Cell Count | test result | WBC | laser 1 | light scatter | Yes | Leucocyt-BL | Leukocyten | 10^9/L | 10^9/L | kan gecorrigeerd zijn door manuele correctie
|  |  | WVF | WVF | WVF | WVF |  |  | WVF | WVF |  |  | WVF | WVF |  |  | WVF | WVF | WVF | WVF | WVF | WVF | WVF | WVF | WVF |  |  | WVF | WVF |  |  | WVF | WVF | WVF | WVF | WVF | WVF | WVF | WVF |  |  | WVF | WVF |  |  | WVF |  |  | WVF | 44 |  | 1 |  | WVF |  | best32. | best12. | WVF | c_b_wvf | WVF | viability faktor leucocyten, % cellen intact |  | White cell viability fraction | test result | WBC | laser 1 | fluorescence ie FL3 | No | No | No | % |  | In GLIMS alleen als threshold om meting af te keuren
|  |  | NEU | NEU | NEU | NEU |  |  | NEU | NEU |  |  | NEU | NEU |  |  | NEU | NEU | NEU | NEU | NEU | NEU | NEU | NEU | NEU |  |  | NEU | NEU |  |  | NEU | NEU | NEU | NEU | NEU | NEU | NEU | NEU |  |  | NEU | NEU |  |  | NEU |  |  | NEU | 45 |  | 1 |  | NEU |  | best32. | best12. | NEU | c_b_neu | NEU | neutrofielen |  | Neutrophilic granulocyte (seg, bands, IG) absolute count | test result | WBC NEU | laser 1 | light scatter | Yes | NeutrofielAbs-BL | Neutrofiele granulocyten | 10^9/L | 10^9/L | can be overruled by manual diff
|  |  | SEG | SEG | SEG | SEG |  |  | SEG | SEG |  |  | SEG | SEG |  |  | SEG | SEG | SEG | SEG | SEG | SEG | SEG | SEG | SEG |  |  | SEG | SEG |  |  | SEG | SEG | SEG | SEG | SEG | SEG | SEG | SEG |  |  | SEG | SEG |  |  | SEG |  |  | SEG | 46 |  | 1 |  | SEG |  | best32. | best12. | SEG | c_b_seg | SEG | segmenten |  | Segmented granulocyte absolute count | test result | WBC NEU | laser 1 | light scatter | No | NA | SegmentkAbs-BL | 10^9/L | 10^9/L | SegmentkAbs-BL is van handdiff. Steekproef n=100 laat zien dat deze uit hnddiff komen.
|  |  | BND | BND | BND | BND |  |  | BND | BND |  |  | BND | BND |  |  | BND | BND | BND | BND | BND | BND | BND | BND | BND |  |  | BND | BND |  |  | BND | BND | BND | BND | BND | BND | BND | BND |  |  | BND | BND |  |  | BND |  |  | BND | 47 |  | 1 |  | BND |  | best32. | best12. | BND | c_b_bnd | BND | staven |  | Banded granulocyte absolute count | test result | WBC NEU | laser 1 | light scatter | No | NA | StaafkAbs-BL | 10^9/L | 10^9/L | StaafkAbs-BL is van handdiff
|  |  | IG | IG | IG | IG |  |  | IG | IG |  |  | IG | IG |  |  | IG | IG | IG | IG | IG | IG | IG | IG | IG |  |  | IG | IG |  |  | IG | IG | IG | IG | IG | IG | IG | IG |  |  | IG | IG |  |  | IG |  |  | IG | 48 |  | 1 |  | IG |  | best32. | best12. | IG | c_b_ig | IG | immature granulocyten |  | Immature granulocyte absolute count | test result | WBC NEU | laser 1 | light scatter | No | NA | No | 10^9/L |  | GLIMS wel ImmatureGranulocytes-BL, niet gevuld met uitslagen in 2018.
|  |  | LYM | LYM | LYM | LYM |  |  | LYM | LYM |  |  | LYM | LYM |  |  | LYM | LYM | LYM | LYM | LYM | LYM | LYM | LYM | LYM |  |  | LYM | LYM |  |  | LYM | LYM | LYM | LYM | LYM | LYM | LYM | LYM |  |  | LYM | LYM |  |  | LYM |  |  | LYM | 49 |  | 1 |  | LYM |  | best32. | best12. | LYM | c_b_lym | LYM | lymfocyten |  | Lymphocyte absolute count | test result | WBC LYM | laser 1 | light scatter | Yes | LymfocytAbs-BL | Lymfocyten | 10^9/L | 10^9/L | can be overruled by manual diff
|  |  | LYMe | LYMe | LYMe | LYMe |  |  | LYMe | LYMe |  |  | LYMe | LYMe |  |  | LYMe | LYMe | LYMe | LYMe | LYMe | LYMe | LYMe | LYMe | LYMe |  |  | LYMe | LYMe |  |  | LYMe | LYMe | LYMe | LYMe | LYMe | LYMe | LYMe | LYMe |  |  | LYMe | LYMe |  |  | LYMe |  |  | LYMe | 50 |  | 1 |  | LYMe |  | best32. | best12. | LYMe | c_b_lyme | LYMe | abs Conc lymfocyten als opgesplitst in lym en vlym | absolute Concentratie lymfocyten indien lymfocyten opgesplitst worden in lym en vlym | Lymphocyte (excluding vlym) | test result | WBC LYM | laser 1 | light scatter | No | Niet te vinden | No |  |  | Albert: Wat is dit VarLym?
|  |  | VLYM | VLYM | VLYM | VLYM |  |  | VLYM | VLYM |  |  | VLYM | VLYM |  |  | VLYM | VLYM | VLYM | VLYM | VLYM | VLYM | VLYM | VLYM | VLYM |  |  | VLYM | VLYM |  |  | VLYM | VLYM | VLYM | VLYM | VLYM | VLYM | VLYM | VLYM |  |  | VLYM | VLYM |  |  | VLYM |  |  | VLYM | 51 |  | 1 |  | VLYM |  | best32. | best12. | VLYM | c_b_vlym | VLYM | absolute concentratie atypische lymfocyten |  | Atypical (variant) lymphocyte absolute count | test result | WBC LYM | laser 1 | light scatter | No | AtypLymfoAbs-BL | Atypische Lymfocyten | 10^9/L | 10^9/L | komt dit uit Sapphire of alleen handdiff? Check of de celldyn versie in HIX kan komen? Nee, steekproef laat geen overeenkomsten zien.
|  |  | MON | MON | MON | MON |  |  | MON | MON |  |  | MON | MON |  |  | MON | MON | MON | MON | MON | MON | MON | MON | MON |  |  | MON | MON |  |  | MON | MON | MON | MON | MON | MON | MON | MON |  |  | MON | MON |  |  | MON |  |  | MON | 52 |  | 1 |  | MON |  | best32. | best12. | MON | c_b_mon | MON | monocyten |  | Monocyte absolute count | test result | WBC MON | laser 1 | light scatter | Yes | MonocytAbs-BL | Monocyten | 10^9/L | 10^9/L | can be overruled by manual diff. Steekproef laat geen overeenkomsten zien.
|  |  | MONe | MONe | MONe | MONe |  |  | MONe | MONe |  |  | MONe | MONe |  |  | MONe | MONe | MONe | MONe | MONe | MONe | MONe | MONe | MONe |  |  | MONe | MONe |  |  | MONe | MONe | MONe | MONe | MONe | MONe | MONe | MONe |  |  | MONe | MONe |  |  | MONe |  |  | MONe | 53 |  | 1 |  | MONe |  | best32. | best12. | MONe | c_b_mone | MONe | abs conc monocyten als opgesplitst in mon en blast | absolute concentratie monocyten indien monocyten opgesplitst worden in mon en blast | Monocyten(excluding blasts) | test result | WBC MON | laser 1 | light scatter | No | ?
|  |  | BLST | BLST | BLST | BLST |  |  | BLST | BLST |  |  | BLST | BLST |  |  | BLST | BLST | BLST | BLST | BLST | BLST | BLST | BLST | BLST |  |  | BLST | BLST |  |  | BLST | BLST | BLST | BLST | BLST | BLST | BLST | BLST |  |  | BLST | BLST |  |  | BLST |  |  | BLST | 54 |  | 1 |  | BLST |  | best32. | best12. | BLST | c_b_blst | BLST | absolute concentratie blasten |  | Blast absolute count | test result | WBC | laser 1 | light scatter | No | BlastAbs-BL | Blasten | 10^9/L | 10^9/L | BlastAbs-BL is altijd van handdiff
|  |  | EOS | EOS | EOS | EOS |  |  | EOS | EOS |  |  | EOS | EOS |  |  | EOS | EOS | EOS | EOS | EOS | EOS | EOS | EOS | EOS |  |  | EOS | EOS |  |  | EOS | EOS | EOS | EOS | EOS | EOS | EOS | EOS |  |  | EOS | EOS |  |  | EOS |  |  | EOS | 55 |  | 1 |  | EOS |  | best32. | best12. | EOS | c_b_eos | EOS | eosinofiele granulocyten |  | Eosinophil granulocyte absolute count | test result | WBC EO | laser 1 | light scatter | Yes | EosinofielAbs-BL | Eosinofiele granulocyten | 10^9/L | 10^9/L | can be overruled by manual diff. Steekproef 80% verschillend. Wordt wel geimporteerd in GLIMS
|  |  | BAS | BAS | BAS | BAS |  |  | BAS | BAS |  |  | BAS | BAS |  |  | BAS | BAS | BAS | BAS | BAS | BAS | BAS | BAS | BAS |  |  | BAS | BAS |  |  | BAS | BAS | BAS | BAS | BAS | BAS | BAS | BAS |  |  | BAS | BAS |  |  | BAS |  |  | BAS | 56 |  | 1 |  | BAS |  | best32. | best12. | BAS | c_b_bas | BAS | basofiele granulocyten |  | Basophilic granulocyte absolute count | test result | WBC BAS | laser 1 | light scatter | Yes | BasofielAbs-BL | Basofiele granulocyten | 10^9/L | 10^9/L | can be overruled by manual diff. Lijkt nooit uit Sapphire te komen
|  |  | NRBC | NRBC | NRBC | NRBC |  |  | NRBC | NRBC |  |  | NRBC | NRBC |  |  | NRBC | NRBC | NRBC | NRBC | NRBC | NRBC | NRBC | NRBC | NRBC |  |  | NRBC | NRBC |  |  | NRBC | NRBC | NRBC | NRBC | NRBC | NRBC | NRBC | NRBC |  |  | NRBC | NRBC |  |  | NRBC |  |  | NRBC | 57 |  | 1 |  | NRBC |  | best32. | best12. | NRBC | c_b_nrbc | NRBC | erytroblasten |  | Nucleated Red Blood Cells (NRBC) absolute count | test result | WBC NRBC | laser 1 | light scatter | Yes | ErytroblastAbs-BL | Erytroblasten | 10^9/L | 10^9/L | can be overruled by manual diff. Lijkt uit celldyn te komen.
|  |  | pNEU | pNEU | pNEU | pNEU |  |  | pNEU | pNEU |  |  | pNEU | pNEU |  |  | pNEU | pNEU | pNEU | pNEU | pNEU | pNEU | pNEU | pNEU | pNEU |  |  | pNEU | pNEU |  |  | pNEU | pNEU | pNEU | pNEU | pNEU | pNEU | pNEU | pNEU |  |  | pNEU | pNEU |  |  | pNEU |  |  | pNEU | 58 |  | 1 |  | pNEU |  | best32. | best12. | pNEU | c_b_pneu | pNEU | procentueel aantal neutro's |  | Neutrophilic granulocyte percentage count | test result | WBC NEU | laser 1 | light scatter | Yes | No | No | %
|  |  | pSEG | pSEG | pSEG | pSEG |  |  | pSEG | pSEG |  |  | pSEG | pSEG |  |  | pSEG | pSEG | pSEG | pSEG | pSEG | pSEG | pSEG | pSEG | pSEG |  |  | pSEG | pSEG |  |  | pSEG | pSEG | pSEG | pSEG | pSEG | pSEG | pSEG | pSEG |  |  | pSEG | pSEG |  |  | pSEG |  |  | pSEG | 59 |  | 1 |  | pSEG |  | best32. | best12. | pSEG | c_b_pseg | pSEG | procentueel aantal segmenten |  | Segmented granulocyte percentage count | test result | WBC NEU | laser 1 | light scatter | No | No | No | %
|  |  | pBND | pBND | pBND | pBND |  |  | pBND | pBND |  |  | pBND | pBND |  |  | pBND | pBND | pBND | pBND | pBND | pBND | pBND | pBND | pBND |  |  | pBND | pBND |  |  | pBND | pBND | pBND | pBND | pBND | pBND | pBND | pBND |  |  | pBND | pBND |  |  | pBND |  |  | pBND | 60 |  | 1 |  | pBND |  | best32. | best12. | pBND | c_b_pbnd | pBND | procentueel aantal staven |  | Banded granulocyte percentage count | test result | WBC NEU | laser 1 | light scatter | No | No | No | %
|  |  | pIG | pIG | pIG | pIG |  |  | pIG | pIG |  |  | pIG | pIG |  |  | pIG | pIG | pIG | pIG | pIG | pIG | pIG | pIG | pIG |  |  | pIG | pIG |  |  | pIG | pIG | pIG | pIG | pIG | pIG | pIG | pIG |  |  | pIG | pIG |  |  | pIG |  |  | pIG | 61 |  | 1 |  | pIG |  | best32. | best12. | pIG | c_b_pig | pIG | procentueel aantal immature granulocyten |  | Immature granulocyte percentage count | test result | WBC NEU | laser 1 | light scatter | No | No | No | %
|  |  | pLYM | pLYM | pLYM | pLYM |  |  | pLYM | pLYM |  |  | pLYM | pLYM |  |  | pLYM | pLYM | pLYM | pLYM | pLYM | pLYM | pLYM | pLYM | pLYM |  |  | pLYM | pLYM |  |  | pLYM | pLYM | pLYM | pLYM | pLYM | pLYM | pLYM | pLYM |  |  | pLYM | pLYM |  |  | pLYM |  |  | pLYM | 62 |  | 1 |  | pLYM |  | best32. | best12. | pLYM | c_b_plym | pLYM | procentueel aantal lymfocyten |  | Lymphocyte percentage count | test result | WBC LYM | laser 1 | light scatter | Yes | No | No | %
|  |  | pLYMe | pLYMe | pLYMe | pLYMe |  |  | pLYMe | pLYMe |  |  | pLYMe | pLYMe |  |  | pLYMe | pLYMe | pLYMe | pLYMe | pLYMe | pLYMe | pLYMe | pLYMe | pLYMe |  |  | pLYMe | pLYMe |  |  | pLYMe | pLYMe | pLYMe | pLYMe | pLYMe | pLYMe | pLYMe | pLYMe |  |  | pLYMe | pLYMe |  |  | pLYMe |  |  | pLYMe | 63 |  | 1 |  | pLYMe |  | best32. | best12. | pLYMe | c_b_plyme | pLYMe | proc conc lymfocyten als opgesplitst in lym en vlym | procentuele concentratie lymfocyten indien lymfocyten opgesplitst worden in lym en vlym | Lymphocyte (excluding atypical lym) percentage count | test result | WBC LYM | laser 1 | light scatter | No | No | No
|  |  | pVLYM | pVLYM | pVLYM | pVLYM |  |  | pVLYM | pVLYM |  |  | pVLYM | pVLYM |  |  | pVLYM | pVLYM | pVLYM | pVLYM | pVLYM | pVLYM | pVLYM | pVLYM | pVLYM |  |  | pVLYM | pVLYM |  |  | pVLYM | pVLYM | pVLYM | pVLYM | pVLYM | pVLYM | pVLYM | pVLYM |  |  | pVLYM | pVLYM |  |  | pVLYM |  |  | pVLYM | 64 |  | 1 |  | pVLYM |  | best32. | best12. | pVLYM | c_b_pvlym | pVLYM | procentuele concentratie atypische lymfocyten |  | Atypical lymphcyte percentage count | test result | WBC LYM | laser 1 | light scatter | No | No | No | %
|  |  | pMON | pMON | pMON | pMON |  |  | pMON | pMON |  |  | pMON | pMON |  |  | pMON | pMON | pMON | pMON | pMON | pMON | pMON | pMON | pMON |  |  | pMON | pMON |  |  | pMON | pMON | pMON | pMON | pMON | pMON | pMON | pMON |  |  | pMON | pMON |  |  | pMON |  |  | pMON | 65 |  | 1 |  | pMON |  | best32. | best12. | pMON | c_b_pmon | pMON | procentueel aantal monocyten |  | Monocyte percentage count | test result | WBC MON | laser 1 | light scatter | Yes | No | No | %
|  |  | pMONe | pMONe | pMONe | pMONe |  |  | pMONe | pMONe |  |  | pMONe | pMONe |  |  | pMONe | pMONe | pMONe | pMONe | pMONe | pMONe | pMONe | pMONe | pMONe |  |  | pMONe | pMONe |  |  | pMONe | pMONe | pMONe | pMONe | pMONe | pMONe | pMONe | pMONe |  |  | pMONe | pMONe |  |  | pMONe |  |  | pMONe | 66 |  | 1 |  | pMONe |  | best32. | best12. | pMONe | c_b_pmone | pMONe | proc conc monocyten als opgesplitst in mon en blasten | procentuele concentratie monocyten indien monocyten opgesplitst worden in monocyten en blasten | Monocyte (excluding blasts) percentage count | test result | WBC MON | laser 1 | light scatter | No | No | No
|  |  | pBLST | pBLST | pBLST | pBLST |  |  | pBLST | pBLST |  |  | pBLST | pBLST |  |  | pBLST | pBLST | pBLST | pBLST | pBLST | pBLST | pBLST | pBLST | pBLST |  |  | pBLST | pBLST |  |  | pBLST | pBLST | pBLST | pBLST | pBLST | pBLST | pBLST | pBLST |  |  | pBLST | pBLST |  |  | pBLST |  |  | pBLST | 67 |  | 1 |  | pBLST |  | best32. | best12. | pBLST | c_b_pblst | pBLST | procentueel aantal blasten |  | Blast percentage count | test result | WBC | laser 1 | light scatter | No | No | No | %
|  |  | pEOS | pEOS | pEOS | pEOS |  |  | pEOS | pEOS |  |  | pEOS | pEOS |  |  | pEOS | pEOS | pEOS | pEOS | pEOS | pEOS | pEOS | pEOS | pEOS |  |  | pEOS | pEOS |  |  | pEOS | pEOS | pEOS | pEOS | pEOS | pEOS | pEOS | pEOS |  |  | pEOS | pEOS |  |  | pEOS |  |  | pEOS | 68 |  | 1 |  | pEOS |  | best32. | best12. | pEOS | c_b_peos | pEOS | procentueel aantal eosinofiele granulocyten |  | Eosinophilic granulocyte percentage count | test result | WBC EO | laser 1 | light scatter | Yes | No | No | %
|  |  | pBAS | pBAS | pBAS | pBAS |  |  | pBAS | pBAS |  |  | pBAS | pBAS |  |  | pBAS | pBAS | pBAS | pBAS | pBAS | pBAS | pBAS | pBAS | pBAS |  |  | pBAS | pBAS |  |  | pBAS | pBAS | pBAS | pBAS | pBAS | pBAS | pBAS | pBAS |  |  | pBAS | pBAS |  |  | pBAS |  |  | pBAS | 69 |  | 1 |  | pBAS |  | best32. | best12. | pBAS | c_b_pbas | pBAS | procentueel aantal basofiele granulocyten |  | Basophilic granulocyte percentage count | test result | WBC BAS | laser 1 | light scatter | Yes | No | No | %
|  |  | pNRBC | pNRBC | pNRBC | pNRBC |  |  | pNRBC | pNRBC |  |  | pNRBC | pNRBC |  |  | pNRBC | pNRBC | pNRBC | pNRBC | pNRBC | pNRBC | pNRBC | pNRBC | pNRBC |  |  | pNRBC | pNRBC |  |  | pNRBC | pNRBC | pNRBC | pNRBC | pNRBC | pNRBC | pNRBC | pNRBC |  |  | pNRBC | pNRBC |  |  | pNRBC |  |  | pNRBC | 70 |  | 1 |  | pNRBC |  | best32. | best12. | pNRBC | c_b_pnrbc | pNRBC | procentueel aantal erytroblasten per 100 WBC |  | NRBC percentage count per 100 WBC | test result | NRBC | laser 1 | light scatter | Yes | No | No | %
|  |  | s_WBC | s_WBC | s_WBC | s_WBC |  |  | s_WBC | s_WBC |  |  | s_WBC | s_WBC |  |  | s_WBC | s_WBC | s_WBC | s_WBC | s_WBC | s_WBC | s_WBC | s_WBC | s_WBC |  |  | s_WBC | s_WBC |  |  | s_WBC | s_WBC | s_WBC | s_WBC |  | s_WBC | s_WBC | s_WBC |  |  | s_WBC | s_WBC |  |  | s_WBC |  |  | s_WBC | 71 |  | 1 |  | s_WBC |  | best32. | best12. | s_WBC | c_s_wbc | s_WBC | suspect vlag aanwezig |  | White Blood Cell Count-suspect flag | test suspect | WBC | laser 1 | light scatter |  | No | No
|  |  | s_WVF | s_WVF | s_WVF | s_WVF |  |  | s_WVF | s_WVF |  |  | s_WVF | s_WVF |  |  | s_WVF | s_WVF | s_WVF | s_WVF | s_WVF | s_WVF | s_WVF | s_WVF | s_WVF |  |  | s_WVF | s_WVF |  |  | s_WVF | s_WVF | s_WVF | s_WVF |  | s_WVF | s_WVF | s_WVF |  |  | s_WVF | s_WVF |  |  | s_WVF |  |  | s_WVF | 72 |  | 1 |  | s_WVF |  | best32. | best12. | s_WVF | c_s_wvf | s_WVF | suspect vlag aanwezig |  | White cell viability fraction-suspect flag | test suspect | WBC | laser 1 | light scatter |  | No | No
|  |  | s_NEU | s_NEU | s_NEU | s_NEU |  |  | s_NEU | s_NEU |  |  | s_NEU | s_NEU |  |  | s_NEU | s_NEU | s_NEU | s_NEU | s_NEU | s_NEU | s_NEU | s_NEU | s_NEU |  |  | s_NEU | s_NEU |  |  | s_NEU | s_NEU | s_NEU | s_NEU |  | s_NEU | s_NEU | s_NEU |  |  | s_NEU | s_NEU |  |  | s_NEU |  |  | s_NEU | 73 |  | 1 |  | s_NEU |  | best32. | best12. | s_NEU | c_s_neu | s_NEU | suspect vlag aanwezig |  | Neutrophilic granulocyte absolute count-suspect flag | test suspect | WBC NEU | laser 1 | light scatter |  | No | No
|  |  | s_SEG | s_SEG | s_SEG | s_SEG |  |  | s_SEG | s_SEG |  |  | s_SEG | s_SEG |  |  | s_SEG | s_SEG | s_SEG | s_SEG | s_SEG | s_SEG | s_SEG | s_SEG | s_SEG |  |  | s_SEG | s_SEG |  |  | s_SEG | s_SEG | s_SEG | s_SEG |  | s_SEG | s_SEG | s_SEG |  |  | s_SEG | s_SEG |  |  | s_SEG |  |  | s_SEG | 74 |  | 1 |  | s_SEG |  | best32. | best12. | s_SEG | c_s_seg | s_SEG | suspect vlag aanwezig |  | Segmented granulocyte absolute count-suspect flag | test suspect | WBC NEU | laser 1 | light scatter |  | No | No
|  |  | s_BND | s_BND | s_BND | s_BND |  |  | s_BND | s_BND |  |  | s_BND | s_BND |  |  | s_BND | s_BND | s_BND | s_BND | s_BND | s_BND | s_BND | s_BND | s_BND |  |  | s_BND | s_BND |  |  | s_BND | s_BND | s_BND | s_BND |  | s_BND | s_BND | s_BND |  |  | s_BND | s_BND |  |  | s_BND |  |  | s_BND | 75 |  | 1 |  | s_BND |  | best32. | best12. | s_BND | c_s_bnd | s_BND | suspect vlag aanwezig |  | Banded granulocyte absolute count-suspect flag | test suspect | WBC NEU | laser 1 | light scatter |  | No | No
|  |  | s_IG | s_IG | s_IG | s_IG |  |  | s_IG | s_IG |  |  | s_IG | s_IG |  |  | s_IG | s_IG | s_IG | s_IG | s_IG | s_IG | s_IG | s_IG | s_IG |  |  | s_IG | s_IG |  |  | s_IG | s_IG | s_IG | s_IG |  | s_IG | s_IG | s_IG |  |  | s_IG | s_IG |  |  | s_IG |  |  | s_IG | 76 |  | 1 |  | s_IG |  | best32. | best12. | s_IG | c_s_ig | s_IG | suspect vlag aanwezig |  | Immature granulocyte absolute count-suspect flag | test suspect | WBC NEU | laser 1 | light scatter |  | No | No
|  |  | s_LYM | s_LYM | s_LYM | s_LYM |  |  | s_LYM | s_LYM |  |  | s_LYM | s_LYM |  |  | s_LYM | s_LYM | s_LYM | s_LYM | s_LYM | s_LYM | s_LYM | s_LYM | s_LYM |  |  | s_LYM | s_LYM |  |  | s_LYM | s_LYM | s_LYM | s_LYM |  | s_LYM | s_LYM | s_LYM |  |  | s_LYM | s_LYM |  |  | s_LYM |  |  | s_LYM | 77 |  | 1 |  | s_LYM |  | best32. | best12. | s_LYM | c_s_lym | s_LYM | suspect vlag aanwezig |  | Lymphocyte absolute count-suspect flag | test suspect | WBC LYM | laser 1 | light scatter |  | No | No
|  |  | s_LYMe | s_LYMe | s_LYMe | s_LYMe |  |  | s_LYMe | s_LYMe |  |  | s_LYMe | s_LYMe |  |  | s_LYMe | s_LYMe | s_LYMe | s_LYMe | s_LYMe | s_LYMe | s_LYMe | s_LYMe | s_LYMe |  |  | s_LYMe | s_LYMe |  |  | s_LYMe | s_LYMe | s_LYMe | s_LYMe |  | s_LYMe | s_LYMe | s_LYMe |  |  | s_LYMe | s_LYMe |  |  | s_LYMe |  |  | s_LYMe | 78 |  | 1 |  | s_LYMe |  | best32. | best12. | s_LYMe | c_s_lyme | s_LYMe | suspect vlag aanwezig |  | Lymphocyte absolute count-suspect flag (Excluding VarLym) | test suspect | WBC LYM | laser 1 | light scatter |  | No | No
|  |  | s_VLYM | s_VLYM | s_VLYM | s_VLYM |  |  | s_VLYM | s_VLYM |  |  | s_VLYM | s_VLYM |  |  | s_VLYM | s_VLYM | s_VLYM | s_VLYM | s_VLYM | s_VLYM | s_VLYM | s_VLYM | s_VLYM |  |  | s_VLYM | s_VLYM |  |  | s_VLYM | s_VLYM | s_VLYM | s_VLYM |  | s_VLYM | s_VLYM | s_VLYM |  |  | s_VLYM | s_VLYM |  |  | s_VLYM |  |  | s_VLYM | 79 |  | 1 |  | s_VLYM |  | best32. | best12. | s_VLYM | c_s_vlym | s_VLYM | suspect vlag aanwezig |  | Atypical lymphcyte absolute count-suspect flag | test suspect | WBC LYM | laser 1 | light scatter |  | No | No
|  |  | s_MON | s_MON | s_MON | s_MON |  |  | s_MON | s_MON |  |  | s_MON | s_MON |  |  | s_MON | s_MON | s_MON | s_MON | s_MON | s_MON | s_MON | s_MON | s_MON |  |  | s_MON | s_MON |  |  | s_MON | s_MON | s_MON | s_MON |  | s_MON | s_MON | s_MON |  |  | s_MON | s_MON |  |  | s_MON |  |  | s_MON | 80 |  | 1 |  | s_MON |  | best32. | best12. | s_MON | c_s_mon | s_MON | suspect vlag aanwezig |  | Monocyte absolute count-suspect flag | test suspect | WBC MON | laser 1 | light scatter |  | No | No
|  |  | s_MONe | s_MONe | s_MONe | s_MONe |  |  | s_MONe | s_MONe |  |  | s_MONe | s_MONe |  |  | s_MONe | s_MONe | s_MONe | s_MONe | s_MONe | s_MONe | s_MONe | s_MONe | s_MONe |  |  | s_MONe | s_MONe |  |  | s_MONe | s_MONe | s_MONe | s_MONe |  | s_MONe | s_MONe | s_MONe |  |  | s_MONe | s_MONe |  |  | s_MONe |  |  | s_MONe | 81 |  | 1 |  | s_MONe |  | best32. | best12. | s_MONe | c_s_mone | s_MONe | suspect vlag aanwezig |  | Monocyte (excluding blasts) absolute count-suspect flag | test suspect | WBC MON | laser 1 | light scatter |  | No | No
|  |  | s_BLST | s_BLST | s_BLST | s_BLST |  |  | s_BLST | s_BLST |  |  | s_BLST | s_BLST |  |  | s_BLST | s_BLST | s_BLST | s_BLST | s_BLST | s_BLST | s_BLST | s_BLST | s_BLST |  |  | s_BLST | s_BLST |  |  | s_BLST | s_BLST | s_BLST | s_BLST |  | s_BLST | s_BLST | s_BLST |  |  | s_BLST | s_BLST |  |  | s_BLST |  |  | s_BLST | 82 |  | 1 |  | s_BLST |  | best32. | best12. | s_BLST | c_s_blst | s_BLST | suspect vlag aanwezig |  | Blast absolute count-suspect flag | test suspect | WBC | laser 1 | light scatter |  | No | No
|  |  | s_EOS | s_EOS | s_EOS | s_EOS |  |  | s_EOS | s_EOS |  |  | s_EOS | s_EOS |  |  | s_EOS | s_EOS | s_EOS | s_EOS | s_EOS | s_EOS | s_EOS | s_EOS | s_EOS |  |  | s_EOS | s_EOS |  |  | s_EOS | s_EOS | s_EOS | s_EOS |  | s_EOS | s_EOS | s_EOS |  |  | s_EOS | s_EOS |  |  | s_EOS |  |  | s_EOS | 83 |  | 1 |  | s_EOS |  | best32. | best12. | s_EOS | c_s_eos | s_EOS | suspect vlag aanwezig |  | Eosinophil granulocyte absolute count-suspect flag | test suspect | WBC EO | laser 1 | light scatter |  | No | No
|  |  | s_BAS | s_BAS | s_BAS | s_BAS |  |  | s_BAS | s_BAS |  |  | s_BAS | s_BAS |  |  | s_BAS | s_BAS | s_BAS | s_BAS | s_BAS | s_BAS | s_BAS | s_BAS | s_BAS |  |  | s_BAS | s_BAS |  |  | s_BAS | s_BAS | s_BAS | s_BAS |  | s_BAS | s_BAS | s_BAS |  |  | s_BAS | s_BAS |  |  | s_BAS |  |  | s_BAS | 84 |  | 1 |  | s_BAS |  | best32. | best12. | s_BAS | c_s_bas | s_BAS | suspect vlag aanwezig |  | Basophilic granulocyte absolute count-suspect flag | test suspect | WBC BAS | laser 1 | light scatter |  | No | No
|  |  | s_NRBC | s_NRBC | s_NRBC | s_NRBC |  |  | s_NRBC | s_NRBC |  |  | s_NRBC | s_NRBC |  |  | s_NRBC | s_NRBC | s_NRBC | s_NRBC | s_NRBC | s_NRBC | s_NRBC | s_NRBC | s_NRBC |  |  | s_NRBC | s_NRBC |  |  | s_NRBC | s_NRBC | s_NRBC | s_NRBC |  | s_NRBC | s_NRBC | s_NRBC |  |  | s_NRBC | s_NRBC |  |  | s_NRBC |  |  | s_NRBC | 85 |  | 1 |  | s_NRBC |  | best32. | best12. | s_NRBC | c_s_nrbc | s_NRBC | suspect vlag aanwezig |  | NRBC absolute count-suspect flag | test suspect | WBC NRBC | laser 1 | light scatter |  | No | No
|  |  | s_pNEU | s_pNEU | s_pNEU | s_pNEU |  |  | s_pNEU | s_pNEU |  |  | s_pNEU | s_pNEU |  |  | s_pNEU | s_pNEU | s_pNEU | s_pNEU | s_pNEU | s_pNEU | s_pNEU | s_pNEU | s_pNEU |  |  | s_pNEU | s_pNEU |  |  | s_pNEU | s_pNEU | s_pNEU | s_pNEU |  | s_pNEU | s_pNEU | s_pNEU |  |  | s_pNEU | s_pNEU |  |  | s_pNEU |  |  | s_pNEU | 86 |  | 1 |  | s_pNEU |  | best32. | best12. | s_pNEU | c_s_pneu | s_pNEU | suspect vlag aanwezig , |  | Neutrophilic granulocyte percentage count-suspect flag | test suspect | WBC NEU | laser 1 | light scatter |  | No | No
|  |  | s_pSEG | s_pSEG | s_pSEG | s_pSEG |  |  | s_pSEG | s_pSEG |  |  | s_pSEG | s_pSEG |  |  | s_pSEG | s_pSEG | s_pSEG | s_pSEG | s_pSEG | s_pSEG | s_pSEG | s_pSEG | s_pSEG |  |  | s_pSEG | s_pSEG |  |  | s_pSEG | s_pSEG | s_pSEG | s_pSEG |  | s_pSEG | s_pSEG | s_pSEG |  |  | s_pSEG | s_pSEG |  |  | s_pSEG |  |  | s_pSEG | 87 |  | 1 |  | s_pSEG |  | best32. | best12. | s_pSEG | c_s_pseg | s_pSEG | suspect vlag aanwezig |  | Segmented granulocyte percentage count-suspect flag | test suspect | WBC NEU | laser 1 | light scatter |  | No | No
|  |  | s_pBND | s_pBND | s_pBND | s_pBND |  |  | s_pBND | s_pBND |  |  | s_pBND | s_pBND |  |  | s_pBND | s_pBND | s_pBND | s_pBND | s_pBND | s_pBND | s_pBND | s_pBND | s_pBND |  |  | s_pBND | s_pBND |  |  | s_pBND | s_pBND | s_pBND | s_pBND |  | s_pBND | s_pBND | s_pBND |  |  | s_pBND | s_pBND |  |  | s_pBND |  |  | s_pBND | 88 |  | 1 |  | s_pBND |  | best32. | best12. | s_pBND | c_s_pbnd | s_pBND | suspect vlag aanwezig |  | Banded granulocyte percentage count-suspect flag | test suspect | WBC NEU | laser 1 | light scatter |  | No | No
|  |  | s_pIG | s_pIG | s_pIG | s_pIG |  |  | s_pIG | s_pIG |  |  | s_pIG | s_pIG |  |  | s_pIG | s_pIG | s_pIG | s_pIG | s_pIG | s_pIG | s_pIG | s_pIG | s_pIG |  |  | s_pIG | s_pIG |  |  | s_pIG | s_pIG | s_pIG | s_pIG |  | s_pIG | s_pIG | s_pIG |  |  | s_pIG | s_pIG |  |  | s_pIG |  |  | s_pIG | 89 |  | 1 |  | s_pIG |  | best32. | best12. | s_pIG | c_s_pig | s_pIG | suspect vlag aanwezig |  | Immature granulocyte percentage count-suspect flag | test suspect | WBC NEU | laser 1 | light scatter |  | No | No
|  |  | s_pLYM | s_pLYM | s_pLYM | s_pLYM |  |  | s_pLYM | s_pLYM |  |  | s_pLYM | s_pLYM |  |  | s_pLYM | s_pLYM | s_pLYM | s_pLYM | s_pLYM | s_pLYM | s_pLYM | s_pLYM | s_pLYM |  |  | s_pLYM | s_pLYM |  |  | s_pLYM | s_pLYM | s_pLYM | s_pLYM |  | s_pLYM | s_pLYM | s_pLYM |  |  | s_pLYM | s_pLYM |  |  | s_pLYM |  |  | s_pLYM | 90 |  | 1 |  | s_pLYM |  | best32. | best12. | s_pLYM | c_s_plym | s_pLYM | suspect vlag aanwezig |  | Lymphocyte percentage count-suspect flag | test suspect | WBC LYM | laser 1 | light scatter |  | No | No
|  |  | s_pLYMe | s_pLYMe | s_pLYMe | s_pLYMe |  |  | s_pLYMe | s_pLYMe |  |  | s_pLYMe | s_pLYMe |  |  | s_pLYMe | s_pLYMe | s_pLYMe | s_pLYMe | s_pLYMe | s_pLYMe | s_pLYMe | s_pLYMe | s_pLYMe |  |  | s_pLYMe | s_pLYMe |  |  | s_pLYMe | s_pLYMe | s_pLYMe | s_pLYMe |  | s_pLYMe | s_pLYMe | s_pLYMe |  |  | s_pLYMe | s_pLYMe |  |  | s_pLYMe |  |  | s_pLYMe | 91 |  | 1 |  | s_pLYMe |  | best32. | best12. | s_pLYMe | c_s_plyme | s_pLYMe | suspect vlag aanwezig |  | Lymphocyte percentage count (Excluding VarLym) -suspect flag | test suspect | WBC LYM | laser 1 | light scatter |  | No | No
|  |  | s_pVLYM | s_pVLYM | s_pVLYM | s_pVLYM |  |  | s_pVLYM | s_pVLYM |  |  | s_pVLYM | s_pVLYM |  |  | s_pVLYM | s_pVLYM | s_pVLYM | s_pVLYM | s_pVLYM | s_pVLYM | s_pVLYM | s_pVLYM | s_pVLYM |  |  | s_pVLYM | s_pVLYM |  |  | s_pVLYM | s_pVLYM | s_pVLYM | s_pVLYM |  | s_pVLYM | s_pVLYM | s_pVLYM |  |  | s_pVLYM | s_pVLYM |  |  | s_pVLYM |  |  | s_pVLYM | 92 |  | 1 |  | s_pVLYM |  | best32. | best12. | s_pVLYM | c_s_pvlym | s_pVLYM | suspect vlag aanwezig |  | Atypical lymphcyte percentage count-suspect flag | test suspect | WBC LYM | laser 1 | light scatter |  | No | No
|  |  | s_pMON | s_pMON | s_pMON | s_pMON |  |  | s_pMON | s_pMON |  |  | s_pMON | s_pMON |  |  | s_pMON | s_pMON | s_pMON | s_pMON | s_pMON | s_pMON | s_pMON | s_pMON | s_pMON |  |  | s_pMON | s_pMON |  |  | s_pMON | s_pMON | s_pMON | s_pMON |  | s_pMON | s_pMON | s_pMON |  |  | s_pMON | s_pMON |  |  | s_pMON |  |  | s_pMON | 93 |  | 1 |  | s_pMON |  | best32. | best12. | s_pMON | c_s_pmon | s_pMON | suspect vlag aanwezig |  | Monocyte percentage count-suspect flag | test suspect | WBC MON | laser 1 | light scatter |  | No | No
|  |  | s_pMONe | s_pMONe | s_pMONe | s_pMONe |  |  | s_pMONe | s_pMONe |  |  | s_pMONe | s_pMONe |  |  | s_pMONe | s_pMONe | s_pMONe | s_pMONe | s_pMONe | s_pMONe | s_pMONe | s_pMONe | s_pMONe |  |  | s_pMONe | s_pMONe |  |  | s_pMONe | s_pMONe | s_pMONe | s_pMONe |  | s_pMONe | s_pMONe | s_pMONe |  |  | s_pMONe | s_pMONe |  |  | s_pMONe |  |  | s_pMONe | 94 |  | 1 |  | s_pMONe |  | best32. | best12. | s_pMONe | c_s_pmone | s_pMONe | suspect vlag aanwezig |  | Monoocyte percentage count (Excluding Blasts) - suspect flag | test suspect | WBC MON | laser 1 | light scatter |  | No | No
|  |  | s_pBLST | s_pBLST | s_pBLST | s_pBLST |  |  | s_pBLST | s_pBLST |  |  | s_pBLST | s_pBLST |  |  | s_pBLST | s_pBLST | s_pBLST | s_pBLST | s_pBLST | s_pBLST | s_pBLST | s_pBLST | s_pBLST |  |  | s_pBLST | s_pBLST |  |  | s_pBLST | s_pBLST | s_pBLST | s_pBLST |  | s_pBLST | s_pBLST | s_pBLST |  |  | s_pBLST | s_pBLST |  |  | s_pBLST |  |  | s_pBLST | 95 |  | 1 |  | s_pBLST |  | best32. | best12. | s_pBLST | c_s_pblst | s_pBLST | suspect vlag aanwezig |  | Blast percentage count-suspect flag | test suspect | WBC | laser 1 | light scatter |  | No | No
|  |  | s_pEOS | s_pEOS | s_pEOS | s_pEOS |  |  | s_pEOS | s_pEOS |  |  | s_pEOS | s_pEOS |  |  | s_pEOS | s_pEOS | s_pEOS | s_pEOS | s_pEOS | s_pEOS | s_pEOS | s_pEOS | s_pEOS |  |  | s_pEOS | s_pEOS |  |  | s_pEOS | s_pEOS | s_pEOS | s_pEOS |  | s_pEOS | s_pEOS | s_pEOS |  |  | s_pEOS | s_pEOS |  |  | s_pEOS |  |  | s_pEOS | 96 |  | 1 |  | s_pEOS |  | best32. | best12. | s_pEOS | c_s_peos | s_pEOS | suspect vlag aanwezig |  | Eosinophilic granulocyte percentage count-suspect flag | test suspect | WBC EO | laser 1 | light scatter |  | No | No
|  |  | s_pBAS | s_pBAS | s_pBAS | s_pBAS |  |  | s_pBAS | s_pBAS |  |  | s_pBAS | s_pBAS |  |  | s_pBAS | s_pBAS | s_pBAS | s_pBAS | s_pBAS | s_pBAS | s_pBAS | s_pBAS | s_pBAS |  |  | s_pBAS | s_pBAS |  |  | s_pBAS | s_pBAS | s_pBAS | s_pBAS |  | s_pBAS | s_pBAS | s_pBAS |  |  | s_pBAS | s_pBAS |  |  | s_pBAS |  |  | s_pBAS | 97 |  | 1 |  | s_pBAS |  | best32. | best12. | s_pBAS | c_s_pbas | s_pBAS | suspect vlag aanwezig |  | Basophilic granulocyte percentage count-suspect flag | test suspect | WBC BAS | laser 1 | light scatter |  | No | No
|  |  | s_pNRBC | s_pNRBC | s_pNRBC | s_pNRBC |  |  | s_pNRBC | s_pNRBC |  |  | s_pNRBC | s_pNRBC |  |  | s_pNRBC | s_pNRBC | s_pNRBC | s_pNRBC | s_pNRBC | s_pNRBC | s_pNRBC | s_pNRBC | s_pNRBC |  |  | s_pNRBC | s_pNRBC |  |  | s_pNRBC | s_pNRBC | s_pNRBC | s_pNRBC |  | s_pNRBC | s_pNRBC | s_pNRBC |  |  | s_pNRBC | s_pNRBC |  |  | s_pNRBC |  |  | s_pNRBC | 98 |  | 1 |  | s_pNRBC |  | best32. | best12. | s_pNRBC | c_s_pnrbc | s_pNRBC | suspect vlag aanwezig |  | NRBC percentage count per 100 WBC-suspect flag | test suspect |  |  |  |  | No | No
|  |  | dsCBCOutRange | dsCBCOutRange | dsCBCOutRange | dsCBCOutRange |  |  | dsCBCOutRange | dsCBCOutRange |  |  | dsCBCOutRange | dsCBCOutRange |  |  | dsCBCOutRange | dsCBCOutRange | dsCBCOutRange | dsCBCOutRange | dsCBCOutRange | dsCBCOutRange | dsCBCOutRange | dsCBCOutRange | dsCBCOutRange |  |  | dsCBCOutRange | dsCBCOutRange |  |  | dsCBCOutRange | dsCBCOutRange | dsCBCOutRange | dsCBCOutRange |  | dsCBCOutRange | dsCBCOutRange | dsCBCOutRange |  |  | dsCBCOutRange | dsCBCOutRange |  |  | dsCBCOutRange |  |  | dsCBCOutRange | 99 |  | 1 |  | dsCBCOutRange |  | best32. | best12. | dsCBCOutRange | c_OutR_cbc | dsCBCOutRange | One or more CBC results out of the validated range FDA approval | ja (=1) of nee (=0) | Flagged CBC parameter (s) count out of range | test alert | Flagged parameter | NA | NA | NA | NA | NA
|  |  | outBnds | outBnds | outBnds | outBnds |  |  | outBnds | outBnds |  |  | outBnds | outBnds |  |  | outBnds | outBnds | outBnds | outBnds | outBnds | outBnds | outBnds | outBnds | outBnds |  |  | outBnds | outBnds |  |  | outBnds | outBnds | outBnds | outBnds |  | outBnds | outBnds | outBnds |  |  | outBnds | outBnds |  |  | outBnds |  |  | outBnds | 100 |  | 1 |  | outBnds |  | best32. | best12. | outBnds | c_outBnds | outBnds | Alarm voor abnormale populatie positie | ja (=1) of nee (=0) | Flagged population is at an abnormal position or affected by a noise population | test alert | CBC | laser 1 | light scatter | Yes | ? | ?
|  |  | rrbcAlrt | rrbcAlrt | rrbcAlrt | rrbcAlrt |  |  | rrbcAlrt | rrbcAlrt |  |  | rrbcAlrt | rrbcAlrt |  |  | rrbcAlrt | rrbcAlrt | rrbcAlrt | rrbcAlrt | rrbcAlrt | rrbcAlrt | rrbcAlrt | rrbcAlrt | rrbcAlrt |  |  | rrbcAlrt | rrbcAlrt |  |  | rrbcAlrt | rrbcAlrt | rrbcAlrt | rrbcAlrt | rrbcAlrt | rrbcAlrt | rrbcAlrt | rrbcAlrt |  |  | rrbcAlrt | rrbcAlrt |  |  | rrbcAlrt |  |  | rrbcAlrt | 101 |  | 1 |  | rrbcAlrt |  | best32. | best12. | rrbcAlrt | c_Alrt_rrbc | rrbcAlrt | alarm voor resistente erytrocyten | ja (=1) of nee (=0) | Alert for resistente erytrocyten | test alert | WBC | laser 1 | light scatter | Yes
|  |  | wbcCnt | wbcCnt | wbcCnt | wbcCnt |  |  | wbcCnt | wbcCnt |  |  | wbcCnt | wbcCnt |  |  | wbcCnt | wbcCnt | wbcCnt | wbcCnt | wbcCnt | wbcCnt | wbcCnt | wbcCnt | wbcCnt |  |  | wbcCnt | wbcCnt |  |  | wbcCnt | wbcCnt | wbcCnt | wbcCnt | wbcCnt | wbcCnt | wbcCnt | wbcCnt |  |  | wbcCnt | wbcCnt |  |  | wbcCnt |  |  | wbcCnt | 102 |  | 1 |  | wbcCnt |  | best32. | best12. | wbcCnt | c_Cnt_wbc | wbcCnt | WBC count rate violation alarm | ja (=1) of nee (=0) | Alert for WBC count rate violation | test alert | WBC | laser 1 | light scatter | Yes
|  |  | wbcAlrt | wbcAlrt | wbcAlrt | wbcAlrt |  |  | wbcAlrt | wbcAlrt |  |  | wbcAlrt | wbcAlrt |  |  | wbcAlrt | wbcAlrt | wbcAlrt | wbcAlrt | wbcAlrt | wbcAlrt | wbcAlrt | wbcAlrt | wbcAlrt |  |  | wbcAlrt | wbcAlrt |  |  | wbcAlrt | wbcAlrt | wbcAlrt | wbcAlrt | wbcAlrt | wbcAlrt | wbcAlrt | wbcAlrt |  |  | wbcAlrt | wbcAlrt |  |  | wbcAlrt |  |  | wbcAlrt | 103 |  | 1 |  | wbcAlrt |  | best32. | best12. | wbcAlrt | c_Alrt_wbc | wbcAlrt | alarm mbt WBC parameter | ja (=1) of nee (=0) | Alert for WBC parameter | group alert | WBC | laser 1 | light scatter | Yes
|  |  | difAlrt | difAlrt | difAlrt | difAlrt |  |  | difAlrt | difAlrt |  |  | difAlrt | difAlrt |  |  | difAlrt | difAlrt | difAlrt | difAlrt | difAlrt | difAlrt | difAlrt | difAlrt | difAlrt |  |  | difAlrt | difAlrt |  |  | difAlrt | difAlrt | difAlrt | difAlrt | difAlrt | difAlrt | difAlrt | difAlrt |  |  | difAlrt | difAlrt |  |  | difAlrt |  |  | difAlrt | 104 |  | 1 |  | difAlrt |  | best32. | best12. | difAlrt | c_Alrt_dif | difAlrt | alarm mbt de differentiatie | ja (=1) of nee (=0) | Alert for differentiation | test alert | WBC | laser 1 | light scatter | Yes
|  |  | wvfAlrt | wvfAlrt | wvfAlrt | wvfAlrt |  |  | wvfAlrt | wvfAlrt |  |  | wvfAlrt | wvfAlrt |  |  | wvfAlrt | wvfAlrt | wvfAlrt | wvfAlrt | wvfAlrt | wvfAlrt | wvfAlrt | wvfAlrt | wvfAlrt |  |  | wvfAlrt | wvfAlrt |  |  | wvfAlrt | wvfAlrt | wvfAlrt | wvfAlrt | wvfAlrt | wvfAlrt | wvfAlrt | wvfAlrt |  |  | wvfAlrt | wvfAlrt |  |  | wvfAlrt |  |  | wvfAlrt | 105 |  | 1 |  | wvfAlrt |  | best32. | best12. | wvfAlrt | c_Alrt_wvf | wvfAlrt | alarm voor non viable WBC's | ja (=1) of nee (=0) | Alert for non viable WBCs | test alert | WBC | laser 1 | light scatter | Yes
|  |  | fpAlrt | fpAlrt | fpAlrt | fpAlrt |  |  | fpAlrt | fpAlrt |  |  | fpAlrt | fpAlrt |  |  | fpAlrt | fpAlrt | fpAlrt | fpAlrt | fpAlrt | fpAlrt | fpAlrt | fpAlrt | fpAlrt |  |  | fpAlrt | fpAlrt |  |  | fpAlrt | fpAlrt | fpAlrt | fpAlrt | fpAlrt | fpAlrt | fpAlrt | fpAlrt |  |  | fpAlrt | fpAlrt |  |  | fpAlrt |  |  | fpAlrt | 106 |  | 1 |  | fpAlrt |  | best32. | best12. | fpAlrt | c_Alrt_fp | fpAlrt | alarm voor aanwezigheid van onbekende fluorescent particles | ja (=1) of nee (=0) | Alert for the prescence of unknown fluorescent particles | test alert | WBC | laser 1 | light scatter | Yes
|  |  | bndAlrt | bndAlrt | bndAlrt | bndAlrt |  |  | bndAlrt | bndAlrt |  |  | bndAlrt | bndAlrt |  |  | bndAlrt | bndAlrt | bndAlrt | bndAlrt | bndAlrt | bndAlrt | bndAlrt | bndAlrt | bndAlrt |  |  | bndAlrt | bndAlrt |  |  | bndAlrt | bndAlrt | bndAlrt | bndAlrt | bndAlrt | bndAlrt | bndAlrt | bndAlrt |  |  | bndAlrt | bndAlrt |  |  | bndAlrt |  |  | bndAlrt | 107 |  | 1 |  | bndAlrt |  | best32. | best12. | bndAlrt | c_Alrt_bnd | bndAlrt | alarm voor staven | ja (=1) of nee (=0) | Alert for bands | test alert | WBC NEU | laser 1 | light scatter | Yes
|  |  | igAlrt | igAlrt | igAlrt | igAlrt |  |  | igAlrt | igAlrt |  |  | igAlrt | igAlrt |  |  | igAlrt | igAlrt | igAlrt | igAlrt | igAlrt | igAlrt | igAlrt | igAlrt | igAlrt |  |  | igAlrt | igAlrt |  |  | igAlrt | igAlrt | igAlrt | igAlrt | igAlrt | igAlrt | igAlrt | igAlrt |  |  | igAlrt | igAlrt |  |  | igAlrt |  |  | igAlrt | 108 |  | 1 |  | igAlrt |  | best32. | best12. | igAlrt | c_Alrt_ig | igAlrt | alarm voor immature granulocyten | ja (=1) of nee (=0) | Alert for immature granulocytes | test alert | WBC NEU | laser 1 | light scatter | Yes
|  |  | blstAlrt | blstAlrt | blstAlrt | blstAlrt |  |  | blstAlrt | blstAlrt |  |  | blstAlrt | blstAlrt |  |  | blstAlrt | blstAlrt | blstAlrt | blstAlrt | blstAlrt | blstAlrt | blstAlrt | blstAlrt | blstAlrt |  |  | blstAlrt | blstAlrt |  |  | blstAlrt | blstAlrt | blstAlrt | blstAlrt | blstAlrt | blstAlrt | blstAlrt | blstAlrt |  |  | blstAlrt | blstAlrt |  |  | blstAlrt |  |  | blstAlrt | 109 |  | 1 |  | blstAlrt |  | best32. | best12. | blstAlrt | c_Alrt_blst | blstAlrt | alarm voor blasten | ja (=1) of nee (=0) | Alert for blasts | test alert | WBC | laser 1 | light scatter | Yes
|  |  | vlymAlrt | vlymAlrt | vlymAlrt | vlymAlrt |  |  | vlymAlrt | vlymAlrt |  |  | vlymAlrt | vlymAlrt |  |  | vlymAlrt | vlymAlrt | vlymAlrt | vlymAlrt | vlymAlrt | vlymAlrt | vlymAlrt | vlymAlrt | vlymAlrt |  |  | vlymAlrt | vlymAlrt |  |  | vlymAlrt | vlymAlrt | vlymAlrt | vlymAlrt | vlymAlrt | vlymAlrt | vlymAlrt | vlymAlrt |  |  | vlymAlrt | vlymAlrt |  |  | vlymAlrt |  |  | vlymAlrt | 110 |  | 1 |  | vlymAlrt |  | best32. | best12. | vlymAlrt | c_Alrt_vlym | vlymAlrt | alarm voor atypische lymfocyten | ja (=1) of nee (=0) | Alert for atypical lymphocytes | test alert | WBC LYM | laser 1 | light scatter | Yes
|  |  | bndAlrtQ | bndAlrtQ | bndAlrtQ | bndAlrtQ |  |  | bndAlrtQ | bndAlrtQ |  |  | bndAlrtQ | bndAlrtQ |  |  | bndAlrtQ | bndAlrtQ | bndAlrtQ | bndAlrtQ | bndAlrtQ | bndAlrtQ | bndAlrtQ | bndAlrtQ | bndAlrtQ |  |  | bndAlrtQ | bndAlrtQ |  |  | bndAlrtQ | bndAlrtQ | bndAlrtQ | bndAlrtQ | bndAlrtQ | bndAlrtQ | bndAlrtQ | bndAlrtQ |  |  | bndAlrtQ | bndAlrtQ |  |  | bndAlrtQ |  |  | bndAlrtQ | 111 |  | 1 |  | bndAlrtQ |  | best32. | best12. | bndAlrtQ | c_AlrtQ_bnd | bndAlrtQ | betrouwbaarheidindex staven |  | Confidence index band flag | test alert | WBC NEU | laser 1 | light scatter | Yes* | No | No |  |  | vlag
|  |  | igAlrtQ | igAlrtQ | igAlrtQ | igAlrtQ |  |  | igAlrtQ | igAlrtQ |  |  | igAlrtQ | igAlrtQ |  |  | igAlrtQ | igAlrtQ | igAlrtQ | igAlrtQ | igAlrtQ | igAlrtQ | igAlrtQ | igAlrtQ | igAlrtQ |  |  | igAlrtQ | igAlrtQ |  |  | igAlrtQ | igAlrtQ | igAlrtQ | igAlrtQ | igAlrtQ | igAlrtQ | igAlrtQ | igAlrtQ |  |  | igAlrtQ | igAlrtQ |  |  | igAlrtQ |  |  | igAlrtQ | 112 |  | 1 |  | igAlrtQ |  | best32. | best12. | igAlrtQ | c_AlrtQ_ig | igAlrtQ | betrouwbaarheidindex immature granulocyten |  | Confidence index IG flag | test alert | WBC NEU | laser 1 | light scatter | Yes* | No | No |  |  | vlag
|  |  | blstAlrtQ | blstAlrtQ | blstAlrtQ | blstAlrtQ |  |  | blstAlrtQ | blstAlrtQ |  |  | blstAlrtQ | blstAlrtQ |  |  | blstAlrtQ | blstAlrtQ | blstAlrtQ | blstAlrtQ | blstAlrtQ | blstAlrtQ | blstAlrtQ | blstAlrtQ | blstAlrtQ |  |  | blstAlrtQ | blstAlrtQ |  |  | blstAlrtQ | blstAlrtQ | blstAlrtQ | blstAlrtQ | blstAlrtQ | blstAlrtQ | blstAlrtQ | blstAlrtQ |  |  | blstAlrtQ | blstAlrtQ |  |  | blstAlrtQ |  |  | blstAlrtQ | 113 |  | 1 |  | blstAlrtQ |  | best32. | best12. | blstAlrtQ | c_AlrtQ_blst | blstAlrtQ | betrouwbaarheidindex blasten |  | Confidence index Blast flag | test alert | WBC | laser 1 | light scatter | Yes* | No | No |  |  | vlag
|  |  | vlymAlrtQ | vlymAlrtQ | vlymAlrtQ | vlymAlrtQ |  |  | vlymAlrtQ | vlymAlrtQ |  |  | vlymAlrtQ | vlymAlrtQ |  |  | vlymAlrtQ | vlymAlrtQ | vlymAlrtQ | vlymAlrtQ | vlymAlrtQ | vlymAlrtQ | vlymAlrtQ | vlymAlrtQ | vlymAlrtQ |  |  | vlymAlrtQ | vlymAlrtQ |  |  | vlymAlrtQ | vlymAlrtQ | vlymAlrtQ | vlymAlrtQ | vlymAlrtQ | vlymAlrtQ | vlymAlrtQ | vlymAlrtQ |  |  | vlymAlrtQ | vlymAlrtQ |  |  | vlymAlrtQ |  |  | vlymAlrtQ | 114 |  | 1 |  | vlymAlrtQ |  | best32. | best12. | vlymAlrtQ | c_AlrtQ_vlym | vlymAlrtQ | betrouwbaarheidindex atypische lymfocyten |  | Confidece index VarLym flag | test alert | WBC LYM | laser 1 | light scatter | Yes* | No | No |  |  | vlag
|  |  | fpAlrtQ | fpAlrtQ | fpAlrtQ | fpAlrtQ |  |  | fpAlrtQ | fpAlrtQ |  |  | fpAlrtQ | fpAlrtQ |  |  | fpAlrtQ | fpAlrtQ | fpAlrtQ | fpAlrtQ | fpAlrtQ | fpAlrtQ | fpAlrtQ | fpAlrtQ | fpAlrtQ |  |  | fpAlrtQ | fpAlrtQ |  |  | fpAlrtQ | fpAlrtQ | fpAlrtQ | fpAlrtQ |  | fpAlrtQ | fpAlrtQ | fpAlrtQ |  |  | fpAlrtQ | fpAlrtQ |  |  | fpAlrtQ |  |  | fpAlrtQ | 115 |  | 0 |  | fpAlrtQ |  | best32. | best12. | fpAlrtQ | c_AlrtQ_fp | fpAlrtQ | betrouwbaarheidindex fluorescent particles |  | Not in use | test alert | NA | NA | NA | NA | No | No |  |  | vlag
|  |  | pltCmpAlrt | pltCmpAlrt | pltCmpAlrt | pltCmpAlrt |  |  | pltCmpAlrt | pltCmpAlrt |  |  | pltCmpAlrt | pltCmpAlrt |  |  | pltCmpAlrt | pltCmpAlrt | pltCmpAlrt | pltCmpAlrt | pltCmpAlrt | pltCmpAlrt | pltCmpAlrt | pltCmpAlrt | pltCmpAlrt |  |  | pltCmpAlrt | pltCmpAlrt |  |  | pltCmpAlrt | pltCmpAlrt | pltCmpAlrt | pltCmpAlrt | pltCmpAlrt | pltCmpAlrt | pltCmpAlrt | pltCmpAlrt |  |  | pltCmpAlrt | pltCmpAlrt |  |  | pltCmpAlrt |  |  | pltCmpAlrt | 116 |  | 1 |  | pltCmpAlrt |  | best32. | best12. | pltCmpAlrt | c_Alrt_wbc_pltcmp | pltCmpAlrt | alarm voor tromboklonten | ja (=1) of nee (=0) | Alert for prescence of PLT Clumps | test alert | PLT | laser 1 | light scatter
|  |  | fpLess | fpLess | fpLess | fpLess |  |  | fpLess | fpLess |  |  | fpLess | fpLess |  |  | fpLess | fpLess | fpLess | fpLess | fpLess | fpLess | fpLess | fpLess | fpLess |  |  | fpLess | fpLess |  |  | fpLess | fpLess | fpLess | fpLess |  | fpLess | fpLess | fpLess |  |  | fpLess | fpLess |  |  | fpLess |  |  | fpLess | 117 |  |  |  | fpLess |  | best32. | best12. | fpLess | c_fpLess | fpLess | Fluorescent particles < 5% | ja (=1) of nee (=0) | Less 5% unknown fluorescent particles detected | test alert | WBC | laser 1 | light scatter
|  |  | fpGrt | fpGrt | fpGrt | fpGrt |  |  | fpGrt | fpGrt |  |  | fpGrt | fpGrt |  |  | fpGrt | fpGrt | fpGrt | fpGrt | fpGrt | fpGrt | fpGrt | fpGrt | fpGrt |  |  | fpGrt | fpGrt |  |  | fpGrt | fpGrt | fpGrt | fpGrt |  | fpGrt | fpGrt | fpGrt |  |  | fpGrt | fpGrt |  |  | fpGrt |  |  | fpGrt | 118 |  |  |  | fpGrt |  | best32. | best12. | fpGrt | c_fpGrt | fpGrt | fluorescent particles > 5% | ja (=1) of nee (=0) | More 5% unknown fluorescent particles detected | test alert | WBC | laser 1 | light scatter
|  |  | pltClump | pltClump | pltClump | pltClump |  |  | pltClump | pltClump |  |  | pltClump | pltClump |  |  | pltClump | pltClump | pltClump | pltClump | pltClump | pltClump | pltClump | pltClump | pltClump |  |  | pltClump | pltClump |  |  | pltClump | pltClump | pltClump | pltClump |  | pltClump | pltClump | pltClump |  |  | pltClump | pltClump |  |  | pltClump |  |  | pltClump | 119 |  | 1 |  | pltClump |  | best32. | best12. | pltClump | c_Alrt_pltcmp2 | pltClump | alarm known interference with WBC results, likely due to plt clumping | ja (=1) of nee (=0) | More 50pct WBC raw count is plt clump | test alert | WBC | laser 1 | light scatter
|  |  | RBCi | RBCi | RBCi | RBCi |  |  | RBCi | RBCi |  |  | RBCi | RBCi |  |  | RBCi | RBCi | RBCi | RBCi | RBCi | RBCi | RBCi | RBCi | RBCi |  |  | RBCi | RBCi |  |  | RBCi | RBCi | RBCi | RBCi | RBCi | RBCi | RBCi | RBCi |  |  | RBCi | RBCi |  |  | RBCi |  |  | RBCi | 120 |  | 1 |  | RBCi |  | best32. | best12. | RBCi | c_b_rbci | RBCi | RBC impedantie uitslag | Staat in mirador | Red Blood Cell (RBC) Count by Impedance (RBCi) | test result | RBC | impedance | impedance | Yes | Erytrocyt-BL | Erytrocyten | 10^12/L | 10^12/L |  | 1
|  |  | RBCo | RBCo | RBCo | RBCo |  |  | RBCo | RBCo |  |  | RBCo | RBCo |  |  | RBCo | RBCo | RBCo | RBCo | RBCo | RBCo | RBCo | RBCo | RBCo |  |  | RBCo | RBCo |  |  | RBCo | RBCo | RBCo | RBCo | RBCo | RBCo | RBCo | RBCo |  |  | RBCo | RBCo |  |  | RBCo |  |  | RBCo | 121 |  | 1 |  | RBCo |  | best32. | best12. | RBCo | c_b_rbco | RBCo | RBC optische uitslag |  | Red Blood Cell (RBC) Count by Optics (RBCo) | test result | RBC | laser 2 | light scatter | ? | ? | soms | 10^12/L |  |  | 1
|  |  | HGB | HGB | HGB | HGB |  |  | HGB | HGB |  |  | HGB | HGB |  |  | HGB | HGB | HGB | HGB | HGB | HGB | HGB | HGB | HGB |  |  | HGB | HGB |  |  | HGB | HGB | HGB | HGB | HGB | HGB | HGB | HGB |  |  | HGB | HGB |  |  | HGB |  |  | HGB | 122 |  | 1 |  | HGB |  | best32. | best12. | HGB | c_b_hgb_usa | HGB | Hb uitslag (in USA eenheden) |  | Hemoglobin USA units | test result | RBC | HGB channel | absorption spectrofotometry | No | No | No | g/dL |  |  | 1
|  |  | MCV | MCV | MCV | MCV |  |  | MCV | MCV |  |  | MCV | MCV |  |  | MCV | MCV | MCV | MCV | MCV | MCV | MCV | MCV | MCV |  |  | MCV | MCV |  |  | MCV | MCV | MCV | MCV | MCV | MCV | MCV | MCV |  |  | MCV | MCV |  |  | MCV |  |  | MCV | 123 |  | 1 |  | MCV |  | best32. | best12. | MCV | c_b_mcv | MCV | MCV uitslag |  | Mean Corpuscular Volume (MCV) | test result | RBC | impedance | impedance | Yes | MCV-BL | MCV | fL |  |  | 1
|  |  | RDW | RDW | RDW | RDW |  |  | RDW | RDW |  |  | RDW | RDW |  |  | RDW | RDW | RDW | RDW | RDW | RDW | RDW | RDW | RDW |  |  | RDW | RDW |  |  | RDW | RDW | RDW | RDW | RDW | RDW | RDW | RDW |  |  | RDW | RDW |  |  | RDW |  |  | RDW | 124 |  | 1 |  | RDW |  | best32. | best12. | RDW | c_b_rdw | RDW | RDW uitslag |  | RBC Distribution Width | test result | RBC | impedance | impedance | Yes | RDW-BL | RDW | % CV |  |  | 1
|  |  | pMIC | [24 empty] | pMIC | [9 empty] | pMIC | pMIC |  |  | pMIC | pMIC |  |  | pMIC |  |  | pMIC | 125 |  | 1 |  | pMIC |  | best32. | best12. | pMIC | c_b_pMIC |  | percent of RBCs with volume less than 60 fL |  | percent of RBCs with volume less than 60 fL | test result | RBC | impedance | impedance | No | RBC_MIC-BL | Microcytaire RBC's | % |  |  | 1
|  |  | pMAC | [24 empty] | pMAC | [9 empty] | pMAC | pMAC |  |  | pMAC | pMAC |  |  | pMAC |  |  | pMAC | 126 |  | 1 |  | pMAC |  | best32. | best12. | pMAC | c_b_pMAC |  | percent of RBCs with volume greater than 120 fL |  | percent of RBCs with volume greater than 120 fL | test result | RBC | impedance | impedance | No | RBC_MAC-BL | Macrocytaire RBC's | % |  |  | 1
|  |  | MCH | MCH | MCH | MCH |  |  | MCH | MCH |  |  | MCH | MCH |  |  | MCH | MCH | MCH | MCH | MCH | MCH | MCH | MCH | MCH |  |  | MCH | MCH |  |  | MCH | MCH | MCH | MCH | MCH | MCH | MCH | MCH |  |  | MCH | MCH |  |  | MCH |  |  | MCH | 127 |  | 1 |  | MCH |  | best32. | best12. | MCH | c_b_mch_Usa | MCH | MCH uitslag (in USA eenheden) |  | Mean Corpuscular Hemoglobin (MCH) USA units | test result | RBC | calculated from various sources | [berekening] | No | No | No |  |  |  | 1
|  |  | MCHC | MCHC | MCHC | MCHC |  |  | MCHC | MCHC |  |  | MCHC | MCHC |  |  | MCHC | MCHC | MCHC | MCHC | MCHC | MCHC | MCHC | MCHC | MCHC |  |  | MCHC | MCHC |  |  | MCHC | MCHC | MCHC | MCHC | MCHC | MCHC | MCHC | MCHC |  |  | MCHC | MCHC |  |  | MCHC |  |  | MCHC | 128 |  | 1 |  | MCHC |  | best32. | best12. | MCHC | c_b_mchc_usa | MCHC | MCHC uitslag (in USA eenheden) |  | Mean Corpuscular Hemoglobin Concentration (MCHC) USA units | test result | RBC | calculated from various sources | [berekening] | No | No | No | g/dL |  |  | 1
|  |  | HCT | HCT | HCT | HCT |  |  | HCT | HCT |  |  | HCT | HCT |  |  | HCT | HCT | HCT | HCT | HCT | HCT | HCT | HCT | HCT |  |  | HCT | HCT |  |  | HCT | HCT | HCT | HCT | HCT | HCT | HCT | HCT |  |  | HCT | HCT |  |  | HCT |  |  | HCT | 129 |  | 1 |  | HCT |  | best32. | best12. | HCT | c_b_ht | HCT | Hematocriet uitslag |  | Hematocrit | test result | RBC | impedance | impedance | Yes | Ht-BL | Hematocriet | L/L |  | Abbott pdf als fractie, DLE als percentage! Per 15-6 omrekenen in UPOD | 1
|  |  | PLT | PLT | PLT | PLT |  |  | PLT | PLT |  |  | PLT | PLT |  |  | PLT | PLT | PLT | PLT | PLT | PLT | PLT | PLT | PLT |  |  | PLT | PLT |  |  | PLT | PLT | PLT | PLT | PLT | PLT | PLT | PLT |  |  | PLT | PLT |  |  | PLT |  |  | PLT | 130 |  | 1 |  | PLT |  | best32. | best12. | PLT | c_b_plt |  |  |  | reported PLT count | test result | PLT
|  |  | PLTo | PLTo | PLTo | PLTo |  |  | PLTo | PLTo |  |  | PLTo | PLTo |  |  | PLTo | PLTo | PLTo | PLTo | PLTo | PLTo | PLTo | PLTo | PLTo |  |  | PLTo | PLTo |  |  | PLTo | PLTo | PLTo | PLTo |  | PLTo | PLTo | PLTo |  |  | PLTo | PLTo |  |  | PLTo |  |  | PLTo | 131 |  | 1 |  | PLTo |  | best32. | best12. | PLTo | c_b_plto | PLTo | PLT optische uitslag | Staat in mirador | Platelet Count by Optics (PLTo) | test result | PLT | laser 2 | optical scatter: IAS en 90 | Yes | Trombocyt-BL | Trombocyten | 10^9/L
|  |  | PLTi | PLTi | PLTi | PLTi |  |  | PLTi | PLTi |  |  | PLTi | PLTi |  |  | PLTi | PLTi | PLTi | PLTi | PLTi | PLTi | PLTi | PLTi | PLTi |  |  | PLTi | PLTi |  |  | PLTi | PLTi | PLTi | PLTi | PLTi | PLTi | PLTi | PLTi |  |  | PLTi | PLTi |  |  | PLTi |  |  | PLTi | 132 |  | 1 |  | PLTi |  | best32. | best12. | PLTi | c_b_plti | PLTi | PLT impedantie uitslag |  | Platelet Count by Impedance (PLTi) | test result | PLT | impedance | impedance | ?
|  |  | MPV | MPV | MPV | MPV |  |  | MPV | MPV |  |  | MPV | MPV |  |  | MPV | MPV | MPV | MPV | MPV | MPV | MPV | MPV | MPV |  |  | MPV | MPV |  |  | MPV | MPV | MPV | MPV | MPV | MPV | MPV | MPV |  |  | MPV | MPV |  |  | MPV |  |  | MPV | 133 |  | 1 |  | MPV |  | best32. | best12. | MPV | c_b_mpv | MPV | MPV uitslag |  | Mean Platelet Volume (MPV) | test result | PLT | impedance | impedance | Yes | MPV-BL | MPV
|  |  | PCT | PCT | PCT | PCT |  |  | PCT | PCT |  |  | PCT | PCT |  |  | PCT | PCT | PCT | PCT | PCT | PCT | PCT | PCT | PCT |  |  | PCT | PCT |  |  | PCT | PCT | PCT | PCT | PCT | PCT | PCT | PCT |  |  | PCT | PCT |  |  | PCT |  |  | PCT | 134 |  | 1 |  | PCT |  | best32. | best12. | PCT | c_b_pct | PCT | PCT uitslag |  | Plateletcrit (PCT) | test result | PLT | impedance | impedance |  | ? | ?
|  |  | PDW | PDW | PDW | PDW |  |  | PDW | PDW |  |  | PDW | PDW |  |  | PDW | PDW | PDW | PDW | PDW | PDW | PDW | PDW | PDW |  |  | PDW | PDW |  |  | PDW | PDW | PDW | PDW | PDW | PDW | PDW | PDW |  |  | PDW | PDW |  |  | PDW |  |  | PDW | 135 |  | 1 |  | PDW |  | best32. | best12. | PDW | c_b_pdw | PDW | PDW uitslag |  | Platelet Distribution Width (PDW) | test result | PLT | impedance | impedance
|  |  | s_RBCi | s_RBCi | s_RBCi | s_RBCi |  |  | s_RBCi | s_RBCi |  |  | s_RBCi | s_RBCi |  |  | s_RBCi | s_RBCi | s_RBCi | s_RBCi | s_RBCi | s_RBCi | s_RBCi | s_RBCi | s_RBCi |  |  | s_RBCi | s_RBCi |  |  | s_RBCi | s_RBCi | s_RBCi | s_RBCi |  | s_RBCi | s_RBCi | s_RBCi |  |  | s_RBCi | s_RBCi |  |  | s_RBCi |  |  | s_RBCi | 136 |  | 1 |  | s_RBCi |  | best32. | best12. | s_RBCi | c_s_rbci | s_RBCi | suspect vlag aanwezig | ja (=1) of nee (=0) | Suspect flag for Red Blood Cell (RBC) Count by Impedance (RBCi) | test suspect | RBC | impedance | impedance
|  |  | s_RBCo | s_RBCo | s_RBCo | s_RBCo |  |  | s_RBCo | s_RBCo |  |  | s_RBCo | s_RBCo |  |  | s_RBCo | s_RBCo | s_RBCo | s_RBCo | s_RBCo | s_RBCo | s_RBCo | s_RBCo | s_RBCo |  |  | s_RBCo | s_RBCo |  |  | s_RBCo | s_RBCo | s_RBCo | s_RBCo |  | s_RBCo | s_RBCo | s_RBCo |  |  | s_RBCo | s_RBCo |  |  | s_RBCo |  |  | s_RBCo | 137 |  | 1 |  | s_RBCo |  | best32. | best12. | s_RBCo | c_s_rbco | s_RBCo | suspect vlag aanwezig | ja (=1) of nee (=0) | Suspect flag for Red Blood Cell (RBC) Count by Optics (RBCo) | test suspect | RBC | laser 2 | light scatter
|  |  | s_HGB | s_HGB | s_HGB | s_HGB |  |  | s_HGB | s_HGB |  |  | s_HGB | s_HGB |  |  | s_HGB | s_HGB | s_HGB | s_HGB | s_HGB | s_HGB | s_HGB | s_HGB | s_HGB |  |  | s_HGB | s_HGB |  |  | s_HGB | s_HGB | s_HGB | s_HGB |  | s_HGB | s_HGB | s_HGB |  |  | s_HGB | s_HGB |  |  | s_HGB |  |  | s_HGB | 138 |  | 1 |  | s_HGB |  | best32. | best12. | s_HGB | c_s_hb | s_HGB | suspect vlag aanwezig | ja (=1) of nee (=0) | Suspect flag for Hemoglobin USA units | test suspect | RBC | HGB channel | absorption spectrofotometry
|  |  | s_MCV | s_MCV | s_MCV | s_MCV |  |  | s_MCV | s_MCV |  |  | s_MCV | s_MCV |  |  | s_MCV | s_MCV | s_MCV | s_MCV | s_MCV | s_MCV | s_MCV | s_MCV | s_MCV |  |  | s_MCV | s_MCV |  |  | s_MCV | s_MCV | s_MCV | s_MCV |  | s_MCV | s_MCV | s_MCV |  |  | s_MCV | s_MCV |  |  | s_MCV |  |  | s_MCV | 139 |  | 1 |  | s_MCV |  | best32. | best12. | s_MCV | c_s_mcv | s_MCV | suspect vlag aanwezig | ja (=1) of nee (=0) | Suspect flag for Mean Corpuscular Volume (MCV) | test suspect | RBC | impedance | impedance
|  |  | s_RDW | s_RDW | s_RDW | s_RDW |  |  | s_RDW | s_RDW |  |  | s_RDW | s_RDW |  |  | s_RDW | s_RDW | s_RDW | s_RDW | s_RDW | s_RDW | s_RDW | s_RDW | s_RDW |  |  | s_RDW | s_RDW |  |  | s_RDW | s_RDW | s_RDW | s_RDW |  | s_RDW | s_RDW | s_RDW |  |  | s_RDW | s_RDW |  |  | s_RDW |  |  | s_RDW | 140 |  | 1 |  | s_RDW |  | best32. | best12. | s_RDW | c_s_rdw | s_RDW | suspect vlag aanwezig | ja (=1) of nee (=0) | Suspect flag for RBC Distribution Width | test suspect | RBC | impedance | impedance
|  |  | s_MCH | s_MCH | s_MCH | s_MCH |  |  | s_MCH | s_MCH |  |  | s_MCH | s_MCH |  |  | s_MCH | s_MCH | s_MCH | s_MCH | s_MCH | s_MCH | s_MCH | s_MCH | s_MCH |  |  | s_MCH | s_MCH |  |  | s_MCH | s_MCH | s_MCH | s_MCH |  | s_MCH | s_MCH | s_MCH |  |  | s_MCH | s_MCH |  |  | s_MCH |  |  | s_MCH | 141 |  | 1 |  | s_MCH |  | best32. | best12. | s_MCH | c_s_mch | s_MCH | suspect vlag aanwezig | ja (=1) of nee (=0) | Suspect flag of Mean Corpuscular Hemoglobin (MCH) USA units | test suspect | RBC | laser 2 | light scatter
|  |  | s_MCHC | s_MCHC | s_MCHC | s_MCHC |  |  | s_MCHC | s_MCHC |  |  | s_MCHC | s_MCHC |  |  | s_MCHC | s_MCHC | s_MCHC | s_MCHC | s_MCHC | s_MCHC | s_MCHC | s_MCHC | s_MCHC |  |  | s_MCHC | s_MCHC |  |  | s_MCHC | s_MCHC | s_MCHC | s_MCHC |  | s_MCHC | s_MCHC | s_MCHC |  |  | s_MCHC | s_MCHC |  |  | s_MCHC |  |  | s_MCHC | 142 |  | 1 |  | s_MCHC |  | best32. | best12. | s_MCHC | c_s_mchc | s_MCHC | suspect vlag aanwezig | ja (=1) of nee (=0) | Suspect flag of Mean Corpuscular Hemoglobin Concentration (MCHC) USA units | test suspect | RBC | laser 2 | light scatter
|  |  | s_HCT | s_HCT | s_HCT | s_HCT |  |  | s_HCT | s_HCT |  |  | s_HCT | s_HCT |  |  | s_HCT | s_HCT | s_HCT | s_HCT | s_HCT | s_HCT | s_HCT | s_HCT | s_HCT |  |  | s_HCT | s_HCT |  |  | s_HCT | s_HCT | s_HCT | s_HCT |  | s_HCT | s_HCT | s_HCT |  |  | s_HCT | s_HCT |  |  | s_HCT |  |  | s_HCT | 143 |  | 1 |  | s_HCT |  | best32. | best12. | s_HCT | c_s_ht | s_HCT | suspect vlag aanwezig | ja (=1) of nee (=0) | Suspect flag of Hematocrit | test suspect | RBC | impedance | impedance
|  |  | s_PLT | s_PLT | s_PLT | s_PLT |  |  | s_PLT | s_PLT |  |  | s_PLT | s_PLT |  |  | s_PLT | s_PLT | s_PLT | s_PLT | s_PLT | s_PLT | s_PLT | s_PLT | s_PLT |  |  | s_PLT | s_PLT |  |  | s_PLT | s_PLT | s_PLT | s_PLT |  | s_PLT | s_PLT | s_PLT |  |  | s_PLT | s_PLT |  |  | s_PLT |  |  | s_PLT | 144 |  | 1 |  | s_PLT |  | best32. | best12. | s_PLT | c_s_plt | s_PLT | suspect vlag aanwezig | ja (=1) of nee (=0) | Alert for presence of suspect flag on PLT count | test suspect | PLT | na | na
|  |  | s_PLTo | s_PLTo | s_PLTo | s_PLTo |  |  | s_PLTo | s_PLTo |  |  | s_PLTo | s_PLTo |  |  | s_PLTo | s_PLTo | s_PLTo | s_PLTo | s_PLTo | s_PLTo | s_PLTo | s_PLTo | s_PLTo |  |  | s_PLTo | s_PLTo |  |  | s_PLTo | s_PLTo | s_PLTo | s_PLTo |  | s_PLTo | s_PLTo | s_PLTo |  |  | s_PLTo | s_PLTo |  |  | s_PLTo |  |  | s_PLTo | 145 |  | 1 |  | s_PLTo |  | best32. | best12. | s_PLTo | c_s_plto | s_PLTo | suspect vlag aanwezig | ja (=1) of nee (=0) | Alert for presence of suspect flag on optical PLT count | test suspect | PLT | laser 2 | light scatter
|  |  | s_PLTi | s_PLTi | s_PLTi | s_PLTi |  |  | s_PLTi | s_PLTi |  |  | s_PLTi | s_PLTi |  |  | s_PLTi | s_PLTi | s_PLTi | s_PLTi | s_PLTi | s_PLTi | s_PLTi | s_PLTi | s_PLTi |  |  | s_PLTi | s_PLTi |  |  | s_PLTi | s_PLTi | s_PLTi | s_PLTi |  | s_PLTi | s_PLTi | s_PLTi |  |  | s_PLTi | s_PLTi |  |  | s_PLTi |  |  | s_PLTi | 146 |  | 1 |  | s_PLTi |  | best32. | best12. | s_PLTi | c_s_plti | s_PLTi | suspect vlag aanwezig | ja (=1) of nee (=0) | Alert for presence of suspect flag on impedance PLT count | test suspect | PLT | impedance | impedance
|  |  | s_MPV | s_MPV | s_MPV | s_MPV |  |  | s_MPV | s_MPV |  |  | s_MPV | s_MPV |  |  | s_MPV | s_MPV | s_MPV | s_MPV | s_MPV | s_MPV | s_MPV | s_MPV | s_MPV |  |  | s_MPV | s_MPV |  |  | s_MPV | s_MPV | s_MPV | s_MPV |  | s_MPV | s_MPV | s_MPV |  |  | s_MPV | s_MPV |  |  | s_MPV |  |  | s_MPV | 147 |  | 1 |  | s_MPV |  | best32. | best12. | s_MPV | c_s_mpv | s_MPV | suspect vlag aanwezig | ja (=1) of nee (=0) | Alert for presence of suspect flag on MPV | test suspect | PLT | impedance | impedance
|  |  | s_PCT | s_PCT | s_PCT | s_PCT |  |  | s_PCT | s_PCT |  |  | s_PCT | s_PCT |  |  | s_PCT | s_PCT | s_PCT | s_PCT | s_PCT | s_PCT | s_PCT | s_PCT | s_PCT |  |  | s_PCT | s_PCT |  |  | s_PCT | s_PCT | s_PCT | s_PCT |  | s_PCT | s_PCT | s_PCT |  |  | s_PCT | s_PCT |  |  | s_PCT |  |  | s_PCT | 148 |  | 1 |  | s_PCT |  | best32. | best12. | s_PCT | c_s_pct | s_PCT | suspect vlag aanwezig | ja (=1) of nee (=0) | Alert for presence of suspect flag on PCT | test suspect | PLT | impedance | impedance
|  |  | s_PDW | s_PDW | s_PDW | s_PDW |  |  | s_PDW | s_PDW |  |  | s_PDW | s_PDW |  |  | s_PDW | s_PDW | s_PDW | s_PDW | s_PDW | s_PDW | s_PDW | s_PDW | s_PDW |  |  | s_PDW | s_PDW |  |  | s_PDW | s_PDW | s_PDW | s_PDW |  | s_PDW | s_PDW | s_PDW |  |  | s_PDW | s_PDW |  |  | s_PDW |  |  | s_PDW | 149 |  | 1 |  | s_PDW |  | best32. | best12. | s_PDW | c_s_pdw | s_PDW | suspect vlag aanwezig | ja (=1) of nee (=0) | Alert for presence of suspect flag on PDW | test suspect | PLT | impedance | impedance
|  |  | rbcDlta | rbcDlta | rbcDlta | rbcDlta |  |  | rbcDlta | rbcDlta |  |  | rbcDlta | rbcDlta |  |  | rbcDlta | rbcDlta | rbcDlta | rbcDlta | rbcDlta | rbcDlta | rbcDlta | rbcDlta | rbcDlta |  |  | rbcDlta | rbcDlta |  |  | rbcDlta | rbcDlta | rbcDlta | rbcDlta | rbcDlta | rbcDlta | rbcDlta | rbcDlta |  |  | rbcDlta | rbcDlta |  |  | rbcDlta |  |  | rbcDlta | 150 |  | 1 |  | rbcDlta |  | best32. | best12. | rbcDlta | c_Alrt_rbcDlta | rbcDlta | RiC/ROC alarm discrepantie tussen de impedantie en de optische meting rbc | ja (=1) of nee (=0) | Too large difference between RBC impedance and optical count | test alert | RBC | laser 2+impedance | light scatter+impedance
|  |  | pltDlta | pltDlta | pltDlta | pltDlta |  |  | pltDlta | pltDlta |  |  | pltDlta | pltDlta |  |  | pltDlta | pltDlta | pltDlta | pltDlta | pltDlta | pltDlta | pltDlta | pltDlta | pltDlta |  |  | pltDlta | pltDlta |  |  | pltDlta | pltDlta | pltDlta | pltDlta | pltDlta | pltDlta | pltDlta | pltDlta |  |  | pltDlta | pltDlta |  |  | pltDlta |  |  | pltDlta | 151 |  | 1 |  | pltDlta |  | best32. | best12. | pltDlta | c_Alrt_pltDlta | pltDlta | PiC/POC alarm discrepantie tussen de impedantie en de optische meting plt | ja (=1) of nee (=0) | Too large difference between PLT impedance and optical count | test alert | RBC | laser 2+impedance | light scatter+impedance
|  |  | SpMismatch | [24 empty] | SpMismatch | [9 empty] | SpMismatch | SpMismatch |  |  | SpMismatch | SpMismatch |  |  | SpMismatch |  |  | SpMismatch | 152 |  |  |  | SpMismatch |  | best32. | best12. | SpMismatch
|  |  | rbcCnt | rbcCnt | rbcCnt | rbcCnt |  |  | rbcCnt | rbcCnt |  |  | rbcCnt | rbcCnt |  |  | rbcCnt | rbcCnt | rbcCnt | rbcCnt | rbcCnt | rbcCnt | rbcCnt | rbcCnt | rbcCnt |  |  | rbcCnt | rbcCnt |  |  | rbcCnt | rbcCnt | rbcCnt | rbcCnt | rbcCnt | rbcCnt | rbcCnt | rbcCnt |  |  | rbcCnt | rbcCnt |  |  | rbcCnt |  |  | rbcCnt | 153 |  | 1 |  | rbcCnt |  | best32. | best12. | rbcCnt | c_cnt_rbc | rbcCnt | RBC impedence count rate violation alarm | ja (=1) of nee (=0) | RBC impedance measurement was unstable | test alert | RBC | impedance | impedance
|  |  | pltiCnt | pltiCnt | pltiCnt | pltiCnt |  |  | pltiCnt | pltiCnt |  |  | pltiCnt | pltiCnt |  |  | pltiCnt | pltiCnt | pltiCnt | pltiCnt | pltiCnt | pltiCnt | pltiCnt | pltiCnt | pltiCnt |  |  | pltiCnt | pltiCnt |  |  | pltiCnt | pltiCnt | pltiCnt | pltiCnt | pltiCnt | pltiCnt | pltiCnt | pltiCnt |  |  | pltiCnt | pltiCnt |  |  | pltiCnt |  |  | pltiCnt | 154 |  | 1 |  | pltiCnt |  | best32. | best12. | pltiCnt | c_cnt_plti | pltiCnt | PLT impedence count rate violation alarm | ja (=1) of nee (=0) | PLT impedance measurement was unstable | test alert | PLT | impedance | impedance
|  |  | pltoCnt | pltoCnt | pltoCnt | pltoCnt |  |  | pltoCnt | pltoCnt |  |  | pltoCnt | pltoCnt |  |  | pltoCnt | pltoCnt | pltoCnt | pltoCnt | pltoCnt | pltoCnt | pltoCnt | pltoCnt | pltoCnt |  |  | pltoCnt | pltoCnt |  |  | pltoCnt | pltoCnt | pltoCnt | pltoCnt | pltoCnt | pltoCnt | pltoCnt | pltoCnt |  |  | pltoCnt | pltoCnt |  |  | pltoCnt |  |  | pltoCnt | 155 |  | 1 |  | pltoCnt |  | best32. | best12. | pltoCnt | c_cnt_plto | pltoCnt | PLT optical count rate violation alarm | ja (=1) of nee (=0) | PLT optical measurement was unstable | test alert | PLT | laser 2 | light scatter
|  |  | rbcAlrt | rbcAlrt | rbcAlrt | rbcAlrt |  |  | rbcAlrt | rbcAlrt |  |  | rbcAlrt | rbcAlrt |  |  | rbcAlrt | rbcAlrt | rbcAlrt | rbcAlrt | rbcAlrt | rbcAlrt | rbcAlrt | rbcAlrt | rbcAlrt |  |  | rbcAlrt | rbcAlrt |  |  | rbcAlrt | rbcAlrt | rbcAlrt | rbcAlrt | rbcAlrt | rbcAlrt | rbcAlrt | rbcAlrt |  |  | rbcAlrt | rbcAlrt |  |  | rbcAlrt |  |  | rbcAlrt | 156 |  | 1 |  | rbcAlrt |  | best32. | best12. | rbcAlrt | c_Alrt_rbc | rbcAlrt | alarm RBC | ja (=1) of nee (=0) | Alert on RBC count | group alert | RBC | Impedance | Impedance
|  |  | pltAlrt | pltAlrt | pltAlrt | pltAlrt |  |  | pltAlrt | pltAlrt |  |  | pltAlrt | pltAlrt |  |  | pltAlrt | pltAlrt | pltAlrt | pltAlrt | pltAlrt | pltAlrt | pltAlrt | pltAlrt | pltAlrt |  |  | pltAlrt | pltAlrt |  |  | pltAlrt | pltAlrt | pltAlrt | pltAlrt | pltAlrt | pltAlrt | pltAlrt | pltAlrt |  |  | pltAlrt | pltAlrt |  |  | pltAlrt |  |  | pltAlrt | 157 |  | 1 |  | pltAlrt |  | best32. | best12. | pltAlrt | c_Alrt_plt | pltAlrt | alarm plt | ja (=1) of nee (=0) | Alert on PLT count | group alert | PLT
|  |  | hgbAlrt | hgbAlrt | hgbAlrt | hgbAlrt |  |  | hgbAlrt | hgbAlrt |  |  | hgbAlrt | hgbAlrt |  |  | hgbAlrt | hgbAlrt | hgbAlrt | hgbAlrt | hgbAlrt | hgbAlrt | hgbAlrt | hgbAlrt | hgbAlrt |  |  | hgbAlrt | hgbAlrt |  |  | hgbAlrt | hgbAlrt | hgbAlrt | hgbAlrt | hgbAlrt | hgbAlrt | hgbAlrt | hgbAlrt |  |  | hgbAlrt | hgbAlrt |  |  | hgbAlrt |  |  | hgbAlrt | 158 |  | 1 |  | hgbAlrt |  | best32. | best12. | hgbAlrt | c_Alrt_hb | hgbAlrt | alarm HB | ja (=1) of nee (=0) | Alert on HGB count | group alert | HGB | Spectrophotometry | Spectrophotometry
|  |  | assym | assym | assym | assym |  |  | assym | assym |  |  | assym | assym |  |  | assym | assym | assym | assym | assym | assym | assym | assym | assym |  |  | assym | assym |  |  | assym | assym | assym | assym | assym | assym | assym | assym |  |  | assym | assym |  |  | assym |  |  | assym | 159 | 1 | 1 |  | assym |  | best32. | best12. | assym | c_Alrt_rbc_assym | assym | alarm voor asymetrische RBC curve | ja (=1) of nee (=0) | Alert for the presence of an abnormal RBC distribution curve | test alert | RBC | impedance | impedance
|  |  | pltClump | pltClump | pltClump | pltClump |  |  | pltClump | pltClump |  |  | pltClump | pltClump |  |  | pltClump | pltClump | pltClump | pltClump | pltClump | pltClump | pltClump | pltClump | pltClump |  |  | pltClump | pltClump |  |  | pltClump | pltClump | pltClump | pltClump |  | pltClump | pltClump | pltClump |  |  | pltClump | pltClump |  |  | pltClump |  |  | pltClump | 160 |  | 1 |  | pltClump |  | best32. | best12. | pltClump | c_Alrt_rbc_pltCmp2 | PltClump2 | alarm voor tromboklonten, telling waarschijnlijk onbetrouwbaar | ja (=1) of nee (=0) | Alert for the presence of PLT clumps | test alert | PLT | impedance and optical | Optical
|  |  | lri | lri | lri | lri |  |  | lri | lri |  |  | lri | lri |  |  | lri | lri | lri | lri | lri | lri | lri | lri | lri |  |  | lri | lri |  |  | lri | lri | lri | lri | lri | lri | lri | lri |  |  | lri | lri |  |  | lri |  |  | lri | 161 |  | 1 |  | lri |  | best32. | best12. | lri | c_Alrt_lri | lri | alarm voor interferentie PLTi in gebied 1-3 fl | ja (=1) of nee (=0) | Alert for presence of interference in the PLTi lower region | test alert | PLT | impedance | impedance
|  |  | uri | uri | uri | uri |  |  | uri | uri |  |  | uri | uri |  |  | uri | uri | uri | uri | uri | uri | uri | uri | uri |  |  | uri | uri |  |  | uri | uri | uri | uri | uri | uri | uri | uri |  |  | uri | uri |  |  | uri |  |  | uri | 162 |  | 1 |  | uri |  | best32. | best12. | uri | c_Alrt_uri | uri | alarm voor interferentie PLTi in gebied tussen PLT en RBC partikels die de impedantie verstoren | ja (=1) of nee (=0) | Alert for presence of interference in the PLTi upper region | test alert | PLT | impedance | impedance
|  |  | optlri | optlri | optlri | optlri |  |  | optlri | optlri |  |  | optlri | optlri |  |  | optlri | optlri | optlri | optlri | optlri | optlri | optlri | optlri | optlri |  |  | optlri | optlri |  |  | optlri | optlri | optlri | optlri | optlri | optlri | optlri | optlri |  |  | optlri | optlri |  |  | optlri |  |  | optlri | 163 |  | 1 |  | optlri |  | best32. | best12. | optlri | c_Alrt_optlri | optlri | alarm voor interferentie aan linkerkant PLTo populatie | ja (=1) of nee (=0) | Alert for presence of interference in the PLTo lower region | test alert | PLT | laser 2 | light scatter
|  |  | opturi | opturi | opturi | opturi |  |  | opturi | opturi |  |  | opturi | opturi |  |  | opturi | opturi | opturi | opturi | opturi | opturi | opturi | opturi | opturi |  |  | opturi | opturi |  |  | opturi | opturi | opturi | opturi | opturi | opturi | opturi | opturi |  |  | opturi | opturi |  |  | opturi |  |  | opturi | 164 |  | 1 |  | opturi |  | best32. | best12. | opturi | c_Alrt_opturi | opturi | alarm voor interferentie rechterkant PLTo populatie | ja (=1) of nee (=0) | Alert for presence of interference in the PLTo upper region | test alert | PLT | laser 2 | light scatter
|  |  | RETC | RETC | RETC | RETC |  |  | RETC | RETC |  |  | RETC | RETC |  |  | RETC | RETC | RETC | RETC | RETC | RETC | RETC | RETC | RETC |  |  | RETC | RETC |  |  | RETC | RETC | RETC | RETC | RETC | RETC | RETC | RETC |  |  | RETC | RETC |  |  | RETC |  |  | RETC | 165 |  | 1 |  | RETC |  | best32. | best12. | RETC | c_b_retc | RETC | absoluut aantal reticulocyten |  | Reticulocyte absolute count | test result | RETC | laser 2 | IAS (intermediate angle scatter [7°]) and green fluorescence (FL1) | Yes | ReticulocytAbs-BL | Reticulocyten | 10^9/L
|  |  | pRETC | pRETC | pRETC | pRETC |  |  | pRETC | pRETC |  |  | pRETC | pRETC |  |  | pRETC | pRETC | pRETC | pRETC | pRETC | pRETC | pRETC | pRETC | pRETC |  |  | pRETC | pRETC |  |  | pRETC | pRETC | pRETC | pRETC | pRETC | pRETC | pRETC | pRETC |  |  | pRETC | pRETC |  |  | pRETC |  |  | pRETC | 166 |  | 1 |  | pRETC |  | best32. | best12. | pRETC | c_b_pretc | pRETC | percentage reticulocyten |  | Reticulocyte percentage count | test result | RETC | laser 2 | IAS (intermediate angle scatter [7°]) and green fluorescence (FL1) | LvD: Yes | ? |  |  |  | Wel in pdf, niet gezien in GLIMS
|  |  | IRF | IRF | IRF | IRF |  |  | IRF | IRF |  |  | IRF | IRF |  |  | IRF | IRF | IRF | IRF | IRF | IRF | IRF | IRF | IRF |  |  | IRF | IRF |  |  | IRF | IRF | IRF | IRF | IRF | IRF | IRF | IRF |  |  | IRF | IRF |  |  | IRF |  |  | IRF | 167 |  | 1 |  | IRF |  | best32. | best12. | IRF | c_b_irf | IRF | immature reticulocyte fraction |  | Immature Reticulocyte Fraction (IRF) | test result | RETC | laser 2 | fluorescence FL1 | Yes | IRF-BL | IRF | fraction
|  |  | pHPO | [24 empty] | pHPO | [9 empty] | pHPO | pHPO |  |  | pHPO | pHPO |  |  | pHPO |  |  | pHPO | 168 |  | 1 |  | pHPO |  | best32. | best12. | pHPO | c_b_pHPO |  | percent of RBCs with HGB concentration less than 28 g/dL |  | Hypochromic RBC (Hgb<28 g/dL) | test result | RBC | laser 2 | light scatter | LvD: No | RBC_HPO-BL | Hypochrome RBC's
|  |  | pHPR | [24 empty] | pHPR | [9 empty] | pHPR | pHPR |  |  | pHPR | pHPR |  |  | pHPR |  |  | pHPR | 169 |  | 1 |  | pHPR |  | best32. | best12. | pHPR | c_b_pHPR |  | percent of RBCs with HGB concentration more than 41 g/dL |  | Hyperchromic RBC (Hgb>41 g/dL) | test result | RBC | laser 2 | light scatter | LvD: No | RBC_HPR-BL | Hyperchrome RBC's
|  |  | HDW | [24 empty] | HDW | [9 empty] | HDW | HDW |  |  | HDW | HDW |  |  | HDW |  |  | HDW | 170 |  | 1 |  | HDW |  | best32. | best12. | HDW | c_b_HDW |  | CV of the HGB concentration |  | Hemoglobin Distribution Width (HDW) per RBC | test result | RBC | laser 2 | [berekening] | LvD: No | HB_HDW-BL | Hb distributie breedte
|  |  | MCVr | [24 empty] | MCVr | [9 empty] | MCVr | MCVr |  |  | MCVr | MCVr |  |  | MCVr |  |  | MCVr | 171 |  | 1 |  | MCVr |  | best32. | best12. | MCVr | c_b_MCVr |  | mean volume of reticulocytes |  | Mean Corpuscular Volume of Reticulocytes (MCVr) | test result | RETC | laser 2 | light scatter | LvD: No | RETI_MCV-BL | MCV (reticulocyten)
|  |  | MCHr | [24 empty] | MCHr | [9 empty] | MCHr | MCHr |  |  | MCHr | MCHr |  |  | MCHr |  |  | MCHr | 172 |  | 1 |  | MCHr |  | best32. | best12. | MCHr | c_b_MCHr |  | mean HGB per reticulocyte |  | Mean Corpuscular HGB per Reticulocyte (MCHr) | test result | RETC | calculated from various sources | [berekening uit MCHC reti] | LvD: No | RETI_MCH-BL | MCH (reticulocyten)
|  |  | CHCr | [24 empty] | CHCr | [9 empty] | CHCr | CHCr |  |  | CHCr | CHCr |  |  | CHCr |  |  | CHCr | 173 |  | 1 |  | CHCr |  | best32. | best12. | CHCr | c_b_MCHCr | CHCr | mean HGB concentration of reticulocytes |  | Mean Corpuscular HGB Concentration per Reticulocyte (MCHCr) | test result | RETC | calculated from various sources | [berekening] | LvD: No | RETI_CHCr-BL | MCHC (reticulocyten(CHCr)) | mmol/L
|  |  | prP | [24 empty] | prP | [9 empty] | prP | prP |  |  | prP | prP |  |  | prP |  |  | prP | 174 |  | 1 |  | prP |  | best32. | best12. | prP | c_b_prP |  | Enumeration of reticulated platelets |  | Percentage of reticulated platelets | test result | PLT | laser 2 | light scatter | LvD: No | PLT_Re-BL | %rP
|  |  | s_RETC | s_RETC | s_RETC | s_RETC |  |  | s_RETC | s_RETC |  |  | s_RETC | s_RETC |  |  | s_RETC | s_RETC | s_RETC | s_RETC | s_RETC | s_RETC | s_RETC | s_RETC | s_RETC |  |  | s_RETC | s_RETC |  |  | s_RETC | s_RETC | s_RETC | s_RETC |  | s_RETC | s_RETC | s_RETC |  |  | s_RETC | s_RETC |  |  | s_RETC |  |  | s_RETC | 175 |  | 1 |  | s_RETC |  | best32. | best12. | s_RETC | c_s_retc | s_RETC | suspect vlag aanwezig |  | Suspect flag set on reticulocytes | test suspect | RETC | laser 2 | fluorescence FL1
|  |  | s_pRETC | s_pRETC | s_pRETC | s_pRETC |  |  | s_pRETC | s_pRETC |  |  | s_pRETC | s_pRETC |  |  | s_pRETC | s_pRETC | s_pRETC | s_pRETC | s_pRETC | s_pRETC | s_pRETC | s_pRETC | s_pRETC |  |  | s_pRETC | s_pRETC |  |  | s_pRETC | s_pRETC | s_pRETC | s_pRETC |  | s_pRETC | s_pRETC | s_pRETC |  |  | s_pRETC | s_pRETC |  |  | s_pRETC |  |  | s_pRETC | 176 |  | 1 |  | s_pRETC |  | best32. | best12. | s_pRETC | c_s_pretc | s_pRETC | suspect vlag aanwezig |  | Suspect flag set on reticulocytes and/or RBC | test suspect | RETC | laser 2 | fluorescence FL1
|  |  | s_IRF | s_IRF | s_IRF | s_IRF |  |  | s_IRF | s_IRF |  |  | s_IRF | s_IRF |  |  | s_IRF | s_IRF | s_IRF | s_IRF | s_IRF | s_IRF | s_IRF | s_IRF | s_IRF |  |  | s_IRF | s_IRF |  |  | s_IRF | s_IRF | s_IRF | s_IRF |  | s_IRF | s_IRF | s_IRF |  |  | s_IRF | s_IRF |  |  | s_IRF |  |  | s_IRF | 177 |  | 1 |  | s_IRF |  | best32. | best12. | s_IRF | c_s_irf | s_IRF | suspect vlag aanwezig |  | Suspect flag set on immature reticulocyte fraction | test suspect | RETC | laser 2 | fluorescence FL1
|  |  | rtcCnt | rtcCnt | rtcCnt | rtcCnt |  |  | rtcCnt | rtcCnt |  |  | rtcCnt | rtcCnt |  |  | rtcCnt | rtcCnt | rtcCnt | rtcCnt | rtcCnt | rtcCnt | rtcCnt | rtcCnt | rtcCnt |  |  | rtcCnt | rtcCnt |  |  | rtcCnt | rtcCnt | rtcCnt | rtcCnt | rtcCnt | rtcCnt | rtcCnt | rtcCnt |  |  | rtcCnt | rtcCnt |  |  | rtcCnt |  |  | rtcCnt | 178 |  | 1 |  | rtcCnt |  | best32. | best12. | rtcCnt | c_cnt_retc | rtcCnt | Reticulocyten count rate violation alarm |  | Reticulocyte measurement was unstable | test alert | RETC | laser 2 | fluorescence FL1
|  |  | rtcAlrt | rtcAlrt | rtcAlrt | rtcAlrt |  |  | rtcAlrt | rtcAlrt |  |  | rtcAlrt | rtcAlrt |  |  | rtcAlrt | rtcAlrt | rtcAlrt | rtcAlrt | rtcAlrt | rtcAlrt | rtcAlrt | rtcAlrt | rtcAlrt |  |  | rtcAlrt | rtcAlrt |  |  | rtcAlrt | rtcAlrt | rtcAlrt | rtcAlrt | rtcAlrt | rtcAlrt | rtcAlrt | rtcAlrt |  |  | rtcAlrt | rtcAlrt |  |  | rtcAlrt |  |  | rtcAlrt | 179 |  | 1 |  | rtcAlrt |  | best32. | best12. | rtcAlrt | c_Alrt_retc | rtcAlrt | alarm aanwezig | ja (=1) of nee (=0) | Alert for the presence of a flag on the reticulocyte count | group alert | RETC | laser 2 | fluorescence FL1
|  |  | retcHI | retcHI | retcHI | retcHI |  |  | retcHI | retcHI |  |  | retcHI | retcHI |  |  | retcHI | retcHI | retcHI | retcHI | retcHI | retcHI | retcHI | retcHI | retcHI |  |  | retcHI | retcHI |  |  | retcHI | retcHI | retcHI | retcHI | retcHI | retcHI | retcHI | retcHI |  |  | retcHI | retcHI |  |  | retcHI |  |  | retcHI | 180 |  | 1 |  | retcHI |  | best32. | best12. | retcHI | c_Alrt_retcHI | retcHI | alarm aanwezig | ja (=1) of nee (=0) | Alert for the presence of interference on reticulocyte count | test alert | RETC | laser 2 | fluorescence FL1
|  |  | retcInnvalPop | retcInnvalPop | retcInnvalPop | retcInnvalPop |  |  | retcInnvalPop | retcInnvalPop |  |  | retcInnvalPop | retcInnvalPop |  |  | retcInnvalPop | retcInnvalPop | retcInnvalPop | retcInnvalPop | retcInnvalPop | retcInnvalPop | retcInnvalPop | retcInnvalPop | retcInnvalPop |  |  | retcInnvalPop | retcInnvalPop |  |  | retcInnvalPop | retcInnvalPop | retcInnvalPop | retcInnvalPop |  | retcInnvalPop | retcInnvalPop | retcInnvalPop |  |  | retcInnvalPop | retcInnvalPop |  |  | retcInnvalPop |  |  | retcInnvalPop | 181 |  | 1 |  | retcInnvalPop |  | best32. | best12. | retcInnvalPop | c_Alrt_retcIN | retcInnvalPop | alarm aanwezig | ja (=1) of nee (=0) | Alert for an abnormal position of the reticulocyte population | test alert | RETC | laser 2 | fluorescence FL1
|  |  | dsRETCOutRange | dsRETCOutRange | dsRETCOutRange | dsRETCOutRange |  |  | dsRETCOutRange | dsRETCOutRange |  |  | dsRETCOutRange | dsRETCOutRange |  |  | dsRETCOutRange | dsRETCOutRange | dsRETCOutRange | dsRETCOutRange | dsRETCOutRange | dsRETCOutRange | dsRETCOutRange | dsRETCOutRange | dsRETCOutRange |  |  | dsRETCOutRange | dsRETCOutRange |  |  | dsRETCOutRange | dsRETCOutRange | dsRETCOutRange | dsRETCOutRange |  | dsRETCOutRange | dsRETCOutRange | dsRETCOutRange |  |  | dsRETCOutRange | dsRETCOutRange |  |  | dsRETCOutRange |  |  | dsRETCOutRange | 182 |  | 1 |  | dsRETCOutRange |  | best32. | best12. | dsRETCOutRange | c_OutR_retc | dsRETCOutRange | reti uitslag outside reportable range | ja (=1) of nee (=0) | Reticulocyte count is outside limits | test alert | RETC | laser 2 | light scatter | [5 empty] | vlag
|  |  | CD61 | CD61 | CD61 | CD61 |  |  | CD61 | CD61 |  |  | CD61 | CD61 |  |  | CD61 | CD61 | CD61 | CD61 | CD61 | CD61 | CD61 | CD61 | CD61 |  |  | CD61 | CD61 |  |  | CD61 | CD61 | CD61 | CD61 |  | CD61 | CD61 | CD61 |  |  | CD61 | CD61 |  |  | CD61 |  |  | CD61 | 183 | 1 | 1 |  | CD61 |  | best32. | best12. | CD61 | c_b_cd61 | CD61 | CD61 uitslag |  | Platelet Count by CD61 expression | test result | PLT CD61 | laser 3 | light scatter + fluorescence | Yes |  |  | 10^9/L
|  |  | 61Sml | 61Sml | 61Sml | 61Sml |  |  | 61Sml | 61Sml |  |  | 61Sml | 61Sml |  |  | 61Sml | 61Sml | 61Sml | 61Sml | 61Sml | 61Sml | 61Sml | 61Sml | 61Sml |  |  | 61Sml | 61Sml |  |  | 61Sml | 61Sml | 61Sml | 61Sml |  | 61Sml | 61Sml | 61Sml |  |  | 61Sml | 61Sml |  |  | 61Sml |  |  | '61Sml'n | 184 | 1 | 1 |  | '61Sml'n |  | best32. | best12. | '61Sml'n | c_b_61Sml | 61Sml | absoluut aantal small platelets op basis van CD61 uitslag |  | Small Platelet Count by CD61 expression | test result | PLT CD61 | laser 3 | light scatter + fluorescence | ? |  |  | 10^9/L
|  |  | 61Lrg | 61Lrg | 61Lrg | 61Lrg |  |  | 61Lrg | 61Lrg |  |  | 61Lrg | 61Lrg |  |  | 61Lrg | 61Lrg | 61Lrg | 61Lrg | 61Lrg | 61Lrg | 61Lrg | 61Lrg | 61Lrg |  |  | 61Lrg | 61Lrg |  |  | 61Lrg | 61Lrg | 61Lrg | 61Lrg |  | 61Lrg | 61Lrg | 61Lrg |  |  | 61Lrg | 61Lrg |  |  | 61Lrg |  |  | '61Lrg'n | 185 | 1 | 1 |  | '61Lrg'n |  | best32. | best12. | '61Lrg'n | c_b_61Lrg | 61Lrg | absoluut aantal large platelets op basis van CD61 uitslag |  | Large Platelet Count by CD61 expression | test result | PLT CD61 | laser 3 | light scatter + fluorescence | ? |  |  | 10^9/L
|  |  | 61_o | 61_o | 61_o | 61_o |  |  | 61_o | 61_o |  |  | 61_o | 61_o |  |  | 61_o | 61_o | 61_o | 61_o | 61_o | 61_o | 61_o | 61_o | 61_o |  |  | 61_o | 61_o |  |  | 61_o | 61_o | 61_o | 61_o |  | 61_o | 61_o | 61_o |  |  | 61_o | 61_o |  |  | 61_o |  |  | '61_o'n | 186 | 1 | 1 |  | '61_o'n |  | best32. | best12. | '61_o'n | c_b_61_o | 61_o | cd61 vs optical platelets ratio | 1 = perfect | Ratio CD61 vs optical platelets | test result | PLT CD61 | laser 3 | light scatter + fluorescence | ?
|  |  | s_CD61 | s_CD61 | s_CD61 | s_CD61 |  |  | s_CD61 | s_CD61 |  |  | s_CD61 | s_CD61 |  |  | s_CD61 | s_CD61 | s_CD61 | s_CD61 | s_CD61 | s_CD61 | s_CD61 | s_CD61 | s_CD61 |  |  | s_CD61 | s_CD61 |  |  | s_CD61 | s_CD61 | s_CD61 | s_CD61 |  | s_CD61 | s_CD61 | s_CD61 |  |  | s_CD61 | s_CD61 |  |  | s_CD61 |  |  | s_CD61 | 187 | 1 | 1 |  | s_CD61 |  | best32. | best12. | s_CD61 | c_s_cd61 | s_CD61 | suspect vlag aanwezig | ja (=1) of nee (=0) | Suspect flag on Platelet Count by CD61 expression | test suspect | PLT CD61 | laser 3
|  |  | s_61Sml | s_61Sml | s_61Sml | s_61Sml |  |  | s_61Sml | s_61Sml |  |  | s_61Sml | s_61Sml |  |  | s_61Sml | s_61Sml | s_61Sml | s_61Sml | s_61Sml | s_61Sml | s_61Sml | s_61Sml | s_61Sml |  |  | s_61Sml | s_61Sml |  |  | s_61Sml | s_61Sml | s_61Sml | s_61Sml |  | s_61Sml | s_61Sml | s_61Sml |  |  | s_61Sml | s_61Sml |  |  | s_61Sml |  |  | s_61Sml | 188 | 1 | 1 |  | s_61Sml |  | best32. | best12. | s_61Sml | c_s_61Sml | s_61Sml | suspect vlag aanwezig | ja (=1) of nee (=0) | Suspect flag on Small Platelet Count by CD61 expression | test suspect | PLT CD61 | laser 3
|  |  | s_61Lrg | s_61Lrg | s_61Lrg | s_61Lrg |  |  | s_61Lrg | s_61Lrg |  |  | s_61Lrg | s_61Lrg |  |  | s_61Lrg | s_61Lrg | s_61Lrg | s_61Lrg | s_61Lrg | s_61Lrg | s_61Lrg | s_61Lrg | s_61Lrg |  |  | s_61Lrg | s_61Lrg |  |  | s_61Lrg | s_61Lrg | s_61Lrg | s_61Lrg |  | s_61Lrg | s_61Lrg | s_61Lrg |  |  | s_61Lrg | s_61Lrg |  |  | s_61Lrg |  |  | s_61Lrg | 189 | 1 | 1 |  | s_61Lrg |  | best32. | best12. | s_61Lrg | c_s_61Lrg | s_61Lrg | suspect vlag aanwezig | ja (=1) of nee (=0) | Suspect flag on Large Platelet Count by CD61 expression | test suspect | PLT CD61 | laser 3
|  |  | s_61_o | s_61_o | s_61_o | s_61_o |  |  | s_61_o | s_61_o |  |  | s_61_o | s_61_o |  |  | s_61_o | s_61_o | s_61_o | s_61_o | s_61_o | s_61_o | s_61_o | s_61_o | s_61_o |  |  | s_61_o | s_61_o |  |  | s_61_o | s_61_o | s_61_o | s_61_o |  | s_61_o | s_61_o | s_61_o |  |  | s_61_o | s_61_o |  |  | s_61_o |  |  | s_61_o | 190 | 1 | 1 |  | s_61_o |  | best32. | best12. | s_61_o | c_s_61_o | s_61_o | suspect vlag aanwezig | ja (=1) of nee (=0) | Suspect flag on Ratio CD61 vs optical platelets | test suspect | PLT CD61 | laser 3
|  |  | 61OutRange | 61OutRange | 61OutRange | 61OutRange |  |  | 61OutRange | 61OutRange |  |  | 61OutRange | 61OutRange |  |  | 61OutRange | 61OutRange | 61OutRange | 61OutRange | 61OutRange | 61OutRange | 61OutRange | 61OutRange | 61OutRange |  |  | 61OutRange | 61OutRange |  |  | 61OutRange | 61OutRange | 61OutRange | 61OutRange |  | 61OutRange | 61OutRange | 61OutRange |  |  | 61OutRange | 61OutRange |  |  | 61OutRange |  |  | '61OutRange'n | 191 | 1 | 1 |  | '61OutRange'n |  | best32. | best12. | '61OutRange'n | c_OutR_61 | 61OutRange | CD61 uitslag outside reportable range |  | CD61 count out of range | test alert | PLT CD61 | laser 3 | light scatter + fluorescence | ? |  |  |  |  | vlag
|  |  | 61Alrt | 61Alrt | 61Alrt | 61Alrt |  |  | 61Alrt | 61Alrt |  |  | 61Alrt | 61Alrt |  |  | 61Alrt | 61Alrt | 61Alrt | 61Alrt | 61Alrt | 61Alrt | 61Alrt | 61Alrt | 61Alrt |  |  | 61Alrt | 61Alrt |  |  | 61Alrt | 61Alrt | 61Alrt | 61Alrt |  | 61Alrt | 61Alrt | 61Alrt |  |  | 61Alrt | 61Alrt |  |  | 61Alrt |  |  | '61Alrt'n | 192 | 1 | 1 |  | '61Alrt'n |  | best32. | best12. | '61Alrt'n | c_Alrt_61 | 61Alrt | alarm voor CD61 parameter | ja (=1) of nee (=0) | Alert for the presence of a CD61 flag | group alert | PLT CD61
|  |  | 61StrmMis | 61StrmMis | 61StrmMis | 61StrmMis |  |  | 61StrmMis | 61StrmMis |  |  | 61StrmMis | 61StrmMis |  |  | 61StrmMis | 61StrmMis | 61StrmMis | 61StrmMis | 61StrmMis | 61StrmMis | 61StrmMis | 61StrmMis | 61StrmMis |  |  | 61StrmMis | 61StrmMis |  |  | 61StrmMis | 61StrmMis | 61StrmMis | 61StrmMis |  | 61StrmMis | 61StrmMis | 61StrmMis |  |  | 61StrmMis | 61StrmMis |  |  | 61StrmMis |  |  | '61StrmMis'n | 193 | 1 | 1 |  | '61StrmMis'n |  | best32. | best12. | '61StrmMis'n | c_Alrt_61_StrmMi | 61StrmMis | alarm CD61 optical platelet stream mismatch | ja (=1) of nee (=0) | Alert for a discrepancy between the raw PLTo and CD61 count | test alert | PLT CD61
|  |  | 61BadMix | 61BadMix | 61BadMix | 61BadMix |  |  | 61BadMix | 61BadMix |  |  | 61BadMix | 61BadMix |  |  | 61BadMix | 61BadMix | 61BadMix | 61BadMix | 61BadMix | 61BadMix | 61BadMix | 61BadMix | 61BadMix |  |  | 61BadMix | 61BadMix |  |  | 61BadMix | 61BadMix | 61BadMix | 61BadMix |  | 61BadMix | 61BadMix | 61BadMix |  |  | 61BadMix | 61BadMix |  |  | 61BadMix |  |  | '61BadMix'n | 194 | 1 | 1 |  | '61BadMix'n |  | best32. | best12. | '61BadMix'n | c_Alrt_61_BadMi | 61BadMix | alarm voor niet goed functioneren mengkop | ja (=1) of nee (=0) | Alert for poor mixing of the CD61 tube | test alert | PLT CD61
|  |  | 61Agg | 61Agg | 61Agg | 61Agg |  |  | 61Agg | 61Agg |  |  | 61Agg | 61Agg |  |  | 61Agg | 61Agg | 61Agg | 61Agg | 61Agg | 61Agg | 61Agg | 61Agg | 61Agg |  |  | 61Agg | 61Agg |  |  | 61Agg | 61Agg | 61Agg | 61Agg |  | 61Agg | 61Agg | 61Agg |  |  | 61Agg | 61Agg |  |  | 61Agg |  |  | '61Agg'n | 195 | 1 | 1 |  | '61Agg'n |  | best32. | best12. | '61Agg'n | c_Alrt_61_pltCmp2 | 61Agg | alarm voor tromboklonten in CD61 meting | ja (=1) of nee (=0) | Alert for the presence of PLT clumps during CD61 measurement | test alert | PLT CD61
|  |  | 61NoAb | 61NoAb | 61NoAb | 61NoAb |  |  | 61NoAb | 61NoAb |  |  | 61NoAb | 61NoAb |  |  | 61NoAb | 61NoAb | 61NoAb | 61NoAb | 61NoAb | 61NoAb | 61NoAb | 61NoAb | 61NoAb |  |  | 61NoAb | 61NoAb |  |  | 61NoAb | 61NoAb | 61NoAb | 61NoAb |  | 61NoAb | 61NoAb | 61NoAb |  |  | 61NoAb | 61NoAb |  |  | 61NoAb |  |  | '61NoAb'n | 196 | 1 | 1 |  | '61NoAb'n |  | best32. | best12. | '61NoAb'n | c_Alrt_61_NoAb | 61NoAb | alarm voor onvoldoende fluorescentie signaal | ja (=1) of nee (=0) | Alert for a too lowCD61 FL1 signal | test alert | PLT CD61
|  |  | 61Contam | 61Contam | 61Contam | 61Contam |  |  | 61Contam | 61Contam |  |  | 61Contam | 61Contam |  |  | 61Contam | 61Contam | 61Contam | 61Contam | 61Contam | 61Contam | 61Contam | 61Contam | 61Contam |  |  | 61Contam | 61Contam |  |  | 61Contam | 61Contam | 61Contam | 61Contam |  | 61Contam | 61Contam | 61Contam |  |  | 61Contam | 61Contam |  |  | 61Contam |  |  | '61Contam'n | 197 | 1 | 1 |  | '61Contam'n |  | best32. | best12. | '61Contam'n | c_Alrt_61_Contam | 61Contam | unexpected population | ja (=1) of nee (=0) | Alert for contamination of CD61 count | test alert | PLT CD61 | laser 3 | light scatter + fluorescence | ? |  |  |  |  | vlag
|  |  | CD3T | [5 empty] | CD3T |  |  |  | CD3T |  |  |  | outBnds: CD3T |  |  | CD3T | [9 empty] | CD3T | CD3T |  |  | CD3T | CD3T |  |  | CD3T |  |  | CD3T | 198 | 1 | x |  | CD3T |  | best32. | best12. | CD3T |  |  |  | Not activated by UMCU | Absolute number of CD3 positive lymphocytes
|  |  | pCD3 | [5 empty] | pCD3 |  |  |  | pCD3 |  |  |  | outBnds: pCD3 |  |  | pCD3 | [9 empty] | pCD3 | pCD3 |  |  | pCD3 | pCD3 |  |  | pCD3 |  |  | pCD3 | 199 |  | x |  | pCD3 |  | best32. | best12. | pCD3 |  |  |  | Not activated by UMCU | Percentage number of CD3 positive lymphocytes
|  |  | CD4T | [5 empty] | CD4T |  |  |  | CD4T |  |  |  | outBnds: CD4T |  |  | CD4T | [9 empty] | CD4T | CD4T |  |  | CD4T | CD4T |  |  | CD4T |  |  | CD4T | 200 |  | x |  | CD4T |  | best32. | best12. | CD4T |  |  |  | Not activated by UMCU | Absolute number of CD3/CD4 positive lymphocytes
|  |  | pCD4 | [5 empty] | pCD4 |  |  |  | pCD4 |  |  |  | outBnds: pCD4 |  |  | pCD4 | [9 empty] | pCD4 | pCD4 |  |  | pCD4 | pCD4 |  |  | pCD4 |  |  | pCD4 | 201 |  | x |  | pCD4 |  | best32. | best12. | pCD4 |  |  |  | Not activated by UMCU | Percentage number of CD3/CD4 positive lymphocytes
|  |  | CD8T | [5 empty] | CD8T |  |  |  | CD8T |  |  |  | outBnds: CD8T |  |  | CD8T | [9 empty] | CD8T | CD8T |  |  | CD8T | CD8T |  |  | CD8T |  |  | CD8T | 202 |  | x |  | CD8T |  | best32. | best12. | CD8T |  |  |  | Not activated by UMCU | Absolute number of CD3/CD8 positive lymphocytes
|  |  | pCD8 | [5 empty] | pCD8 |  |  |  | pCD8 |  |  |  | outBnds: pCD8 |  |  | pCD8 | [9 empty] | pCD8 | pCD8 |  |  | pCD8 | pCD8 |  |  | pCD8 |  |  | pCD8 | 203 |  | x |  | pCD8 |  | best32. | best12. | pCD8 |  |  |  | Not activated by UMCU | Percentage number of CD3/CD8 positive lymphocytes
|  |  | r4/8 | [5 empty] | r4/8 |  |  |  | r4/8 |  |  |  | outBnds: r4/8 |  |  | r4/8 | [9 empty] | r4/8 | r4/8 |  |  | r4/8 | r4/8 |  |  | r4/8 |  |  | r4/8 | 204 |  | x |  | r4/8N |  | best32. | best12. | r4/8N |  |  |  | Not activated by UMCU | Ratio between CD3/CD4 and CD3/CD8 positive lymphocytes
|  |  | v4 | [5 empty] | v4 |  |  |  | v4 | [14 empty] | v4 | [9 empty] | v4 | v4 |  |  | v4 | v4 |  |  | v4 |  |  | v4 | 205 |  | x |  | v4 |  | best32. | best12. | v4 |  |  |  | Not activated by UMCU | LvD Percentage viable CD3/CD4 positive lymphocytes | bar: outBnds
|  |  | v8 | [5 empty] | v8 |  |  |  | v8 | [14 empty] | v8 | [9 empty] | v8 | v8 |  |  | v8 | v8 |  |  | v8 |  |  | v8 | 206 |  | x |  | v8 |  | best32. | best12. | v8 |  |  |  | Not activated by UMCU | LvD Percentage viable CD3/CD8 positive lymphocytes | bar: outBnds
|  |  | v4/8 | [5 empty] | v4/8 |  |  |  | v4/8 |  |  |  | outBnds: v4/8 |  |  | v4/8 | [9 empty] | v4/8 | v4/8 |  |  | v4/8 | v4/8 |  |  | v4/8 |  |  | v4/8 | 207 |  | x |  | v4/8N |  | best32. | best12. | v4/8N |  |  |  | Not activated by UMCU | Ratio between viable CD3/CD4 and CD3/CD8 positive lymphocytes
|  |  | T3_4 | [5 empty] | T3_4 |  |  |  | T3_4 |  |  |  | outBnds: T3_4 |  |  | T3_4 | [9 empty] | T3_4 | T3_4 |  |  | T3_4 | T3_4 |  |  | T3_4 |  |  | T3_4 | 208 |  | x |  | T3_4 |  | best32. | best12. | T3_4 |  |  |  | Not activated by UMCU
|  |  | pT3_4 | [5 empty] | pT3_4 |  |  |  | pT3_4 |  |  |  | outBnds: pT3_4 |  |  | pT3_4 | [9 empty] | pT3_4 | pT3_4 |  |  | pT3_4 | pT3_4 |  |  | pT3_4 |  |  | pT3_4 | 209 |  | x |  | pT3_4 |  | best32. | best12. | pT3_4 |  |  |  | Not activated by UMCU
|  |  | T3_8 | [5 empty] | T3_8 |  |  |  | T3_8 |  |  |  | outBnds: T3_8 |  |  | T3_8 | [9 empty] | T3_8 | T3_8 |  |  | T3_8 | T3_8 |  |  | T3_8 |  |  | T3_8 | 210 |  | x |  | T3_8 |  | best32. | best12. | T3_8 |  |  |  | Not activated by UMCU
|  |  | pT3_8 | [5 empty] | pT3_8 |  |  |  | pT3_8 |  |  |  | outBnds: pT3_8 |  |  | pT3_8 | [9 empty] | pT3_8 | pT3_8 |  |  | pT3_8 | pT3_8 |  |  | pT3_8 |  |  | pT3_8 | 211 |  | x |  | pT3_8 |  | best32. | best12. | pT3_8 |  |  |  | Not activated by UMCU
|  |  | 4mn1 | [5 empty] | 4mn1 |  |  |  | 4mn1 |  |  |  | outBnds: 4mn1 |  |  | 4mn1 | [9 empty] | 4mn1 | 4mn1 |  |  | 4mn1 | 4mn1 |  |  | 4mn1 |  |  | 4mn1 | 212 |  | x |  | 4mn1N |  | best32. | best12. | 4mn1N |  |  |  | Not activated by UMCU
|  |  | 4mn2 | [5 empty] | 4mn2 |  |  |  | 4mn2 |  |  |  | outBnds: 4mn2 |  |  | 4mn2 | [9 empty] | 4mn2 | 4mn2 |  |  | 4mn2 | 4mn2 |  |  | 4mn2 |  |  | 4mn2 | 213 |  | x |  | 4mn2N |  | best32. | best12. | 4mn2N |  |  |  | Not activated by UMCU
| 4cv1 |  | 4cv1 | [5 empty] | 4cv1 |  |  |  | 4cv1 |  |  |  | outBnds: 4cv1 |  |  | 4cv1 | [9 empty] | 4cv1 | 4cv1 |  |  | 4cv1 | 4cv1 |  |  | 4cv1 |  |  | 4cv1 | 214 |  | x |  | 4cv1N |  | best32. | best12. | 4cv1N |  |  |  | Not activated by UMCU
| 4cv2 |  | 4cv2 | [5 empty] | 4cv2 |  |  |  | 4cv2 |  |  |  | outBnds: 4cv2 |  |  | 4cv2 | [9 empty] | 4cv2 | 4cv2 |  |  | 4cv2 | 4cv2 |  |  | 4cv2 |  |  | 4cv2 | 215 |  | x |  | 4cv2N |  | best32. | best12. | 4cv2N |  |  |  | Not activated by UMCU
|  |  | 8mn1 | [5 empty] | 8mn1 |  |  |  | 8mn1 |  |  |  | outBnds: 8mn1 |  |  | 8mn1 | [9 empty] | 8mn1 | 8mn1 |  |  | 8mn1 | 8mn1 |  |  | 8mn1 |  |  | 8mn1 | 216 |  | x |  | 8mn1N |  | best32. | best12. | 8mn1N |  |  |  | Not activated by UMCU
|  |  | 8mn2 | [5 empty] | 8mn2 |  |  |  | 8mn2 |  |  |  | outBnds: 8mn2 |  |  | 8mn2 | [9 empty] | 8mn2 | 8mn2 |  |  | 8mn2 | 8mn2 |  |  | 8mn2 |  |  | 8mn2 | 217 |  | x |  | 8mn2N |  | best32. | best12. | 8mn2N |  |  |  | Not activated by UMCU
| 8cv1 |  | 8cv1 | [5 empty] | 8cv1 |  |  |  | 8cv1 |  |  |  | outBnds: 8cv1 |  |  | 8cv1 | [9 empty] | 8cv1 | 8cv1 |  |  | 8cv1 | 8cv1 |  |  | 8cv1 |  |  | 8cv1 | 218 |  | x |  | 8cv1N |  | best32. | best12. | 8cv1N |  |  |  | Not activated by UMCU
| 8cv2 |  | 8cv2 | [5 empty] | 8cv2 |  |  |  | 8cv2 |  |  |  | outBnds: 8cv2 |  |  | 8cv2 | [9 empty] | 8cv2 | 8cv2 |  |  | 8cv2 | 8cv2 |  |  | 8cv2 |  |  | 8cv2 | 219 |  | x |  | 8cv2N |  | best32. | best12. | 8cv2N |  |  |  | Not activated by UMCU
|  |  | s_CD3T | [5 empty] | s_CD3T |  |  |  | s_CD3T |  |  |  | outBnds: s_CD3T |  |  | s_CD3T | [9 empty] | s_CD3T | s_CD3T |  |  | s_CD3T | s_CD3T |  |  | s_CD3T |  |  | s_CD3T | 220 |  | x |  | s_CD3T |  | best32. | best12. | s_CD3T |  |  |  | Not activated by UMCU
|  |  | s_pCD3 | [5 empty] | s_pCD3 |  |  |  | s_pCD3 |  |  |  | outBnds: s_pCD3 |  |  | s_pCD3 | [9 empty] | s_pCD3 | s_pCD3 |  |  | s_pCD3 | s_pCD3 |  |  | s_pCD3 |  |  | s_pCD3 | 221 |  | x |  | s_pCD3 |  | best32. | best12. | s_pCD3 |  |  |  | Not activated by UMCU
|  |  | s_CD4T | [5 empty] | s_CD4T |  |  |  | s_CD4T |  |  |  | outBnds: s_CD4T |  |  | s_CD4T | [9 empty] | s_CD4T | s_CD4T |  |  | s_CD4T | s_CD4T |  |  | s_CD4T |  |  | s_CD4T | 222 |  | x |  | s_CD4T |  | best32. | best12. | s_CD4T |  |  |  | Not activated by UMCU
|  |  | s_pCD4 | [5 empty] | s_pCD4 |  |  |  | s_pCD4 |  |  |  | outBnds: s_pCD4 |  |  | s_pCD4 | [9 empty] | s_pCD4 | s_pCD4 |  |  | s_pCD4 | s_pCD4 |  |  | s_pCD4 |  |  | s_pCD4 | 223 |  | x |  | s_pCD4 |  | best32. | best12. | s_pCD4 |  |  |  | Not activated by UMCU
|  |  | s_CD8T | [5 empty] | s_CD8T |  |  |  | s_CD8T |  |  |  | outBnds: s_CD8T |  |  | s_CD8T | [9 empty] | s_CD8T | s_CD8T |  |  | s_CD8T | s_CD8T |  |  | s_CD8T |  |  | s_CD8T | 224 |  | x |  | s_CD8T |  | best32. | best12. | s_CD8T |  |  |  | Not activated by UMCU
|  |  | s_pCD8 | [5 empty] | s_pCD8 |  |  |  | s_pCD8 |  |  |  | outBnds: s_pCD8 |  |  | s_pCD8 | [9 empty] | s_pCD8 | s_pCD8 |  |  | s_pCD8 | s_pCD8 |  |  | s_pCD8 |  |  | s_pCD8 | 225 |  | x |  | s_pCD8 |  | best32. | best12. | s_pCD8 |  |  |  | Not activated by UMCU
|  |  | s_r4/8 | [5 empty] | s_r4/8 |  |  |  | s_r4/8 |  |  |  | outBnds: s_r4/8 |  |  | s_r4/8 | [9 empty] | s_r4/8 | s_r4/8 |  |  | s_r4/8 | s_r4/8 |  |  | s_r4/8 |  |  | s_r4/8 | 226 |  | x |  | s_r4/8N |  | best32. | best12. | s_r4/8N |  |  |  | Not activated by UMCU
|  |  | s_v4 | [5 empty] | s_v4 |  |  |  | s_v4 |  |  |  | outBnds: s_v4 |  |  | s_v4 | [9 empty] | s_v4 | s_v4 |  |  | s_v4 | s_v4 |  |  | s_v4 |  |  | s_v4 | 227 |  | x |  | s_v4 |  | best32. | best12. | s_v4 |  |  |  | Not activated by UMCU
|  |  | s_v8 | [5 empty] | s_v8 |  |  |  | s_v8 |  |  |  | outBnds: s_v8 |  |  | s_v8 | [9 empty] | s_v8 | s_v8 |  |  | s_v8 | s_v8 |  |  | s_v8 |  |  | s_v8 | 228 |  | x |  | s_v8 |  | best32. | best12. | s_v8 |  |  |  | Not activated by UMCU
|  |  | s_v4/8 | [5 empty] | s_v4/8 |  |  |  | s_v4/8 |  |  |  | outBnds: s_v4/8 |  |  | s_v4/8 | [9 empty] | s_v4/8 | s_v4/8 |  |  | s_v4/8 | s_v4/8 |  |  | s_v4/8 |  |  | s_v4/8 | 229 |  | x |  | s_v4/8N |  | best32. | best12. | s_v4/8N |  |  |  | Not activated by UMCU
|  |  | s_T3_4 | [5 empty] | s_T3_4 |  |  |  | s_T3_4 |  |  |  | outBnds: s_T3_4 |  |  | s_T3_4 | [9 empty] | s_T3_4 | s_T3_4 |  |  | s_T3_4 | s_T3_4 |  |  | s_T3_4 |  |  | s_T3_4 | 230 |  | x |  | s_T3_4 |  | best32. | best12. | s_T3_4 |  |  |  | Not activated by UMCU
|  |  | s_pT3_4 | [5 empty] | s_pT3_4 |  |  |  | s_pT3_4 |  |  |  | outBnds: s_pT3_4 |  |  | s_pT3_4 | [9 empty] | s_pT3_4 | s_pT3_4 |  |  | s_pT3_4 | s_pT3_4 |  |  | s_pT3_4 |  |  | s_pT3_4 | 231 |  | x |  | s_pT3_4 |  | best32. | best12. | s_pT3_4 |  |  |  | Not activated by UMCU
|  |  | s_T3_8 | [5 empty] | s_T3_8 |  |  |  | s_T3_8 |  |  |  | outBnds: s_T3_8 |  |  | s_T3_8 | [9 empty] | s_T3_8 | s_T3_8 |  |  | s_T3_8 | s_T3_8 |  |  | s_T3_8 |  |  | s_T3_8 | 232 |  | x |  | s_T3_8 |  | best32. | best12. | s_T3_8 |  |  |  | Not activated by UMCU
|  |  | s_pT3_8 | [5 empty] | s_pT3_8 |  |  |  | s_pT3_8 |  |  |  | outBnds: s_pT3_8 |  |  | s_pT3_8 | [9 empty] | s_pT3_8 | s_pT3_8 |  |  | s_pT3_8 | s_pT3_8 |  |  | s_pT3_8 |  |  | s_pT3_8 | 233 |  | x |  | s_pT3_8 |  | best32. | best12. | s_pT3_8 |  |  |  | Not activated by UMCU
|  |  | s_4mn1 | [5 empty] | s_4mn1 |  |  |  | s_4mn1 |  |  |  | outBnds: s_4mn1 |  |  | s_4mn1 | [9 empty] | s_4mn1 | s_4mn1 |  |  | s_4mn1 | s_4mn1 |  |  | s_4mn1 |  |  | s_4mn1 | 234 |  | x |  | s_4mn1 |  | best32. | best12. | s_4mn1 |  |  |  | Not activated by UMCU
|  |  | s_4mn2 | [5 empty] | s_4mn2 |  |  |  | s_4mn2 |  |  |  | outBnds: s_4mn2 |  |  | s_4mn2 | [9 empty] | s_4mn2 | s_4mn2 |  |  | s_4mn2 | s_4mn2 |  |  | s_4mn2 |  |  | s_4mn2 | 235 |  | x |  | s_4mn2 |  | best32. | best12. | s_4mn2 |  |  |  | Not activated by UMCU
|  |  | s_4cv1 | [5 empty] | s_4cv1 |  |  |  | s_4cv1 |  |  |  | outBnds: s_4cv1 |  |  | s_4cv1 | [9 empty] | s_4cv1 | s_4cv1 |  |  | s_4cv1 | s_4cv1 |  |  | s_4cv1 |  |  | s_4cv1 | 236 |  | x |  | s_4cv1 |  | best32. | best12. | s_4cv1 |  |  |  | Not activated by UMCU
|  |  | s_4cv2 | [5 empty] | s_4cv2 |  |  |  | s_4cv2 |  |  |  | outBnds: s_4cv2 |  |  | s_4cv2 | [9 empty] | s_4cv2 | s_4cv2 |  |  | s_4cv2 | s_4cv2 |  |  | s_4cv2 |  |  | s_4cv2 | 237 |  | x |  | s_4cv2 |  | best32. | best12. | s_4cv2 |  |  |  | Not activated by UMCU
|  |  | s_8mn1 | [5 empty] | s_8mn1 |  |  |  | s_8mn1 |  |  |  | outBnds: s_8mn1 |  |  | s_8mn1 | [9 empty] | s_8mn1 | s_8mn1 |  |  | s_8mn1 | s_8mn1 |  |  | s_8mn1 |  |  | s_8mn1 | 238 |  | x |  | s_8mn1 |  | best32. | best12. | s_8mn1 |  |  |  | Not activated by UMCU
|  |  | s_8mn2 | [5 empty] | s_8mn2 |  |  |  | s_8mn2 |  |  |  | outBnds: s_8mn2 |  |  | s_8mn2 | [9 empty] | s_8mn2 | s_8mn2 |  |  | s_8mn2 | s_8mn2 |  |  | s_8mn2 |  |  | s_8mn2 | 239 |  | x |  | s_8mn2 |  | best32. | best12. | s_8mn2 |  |  |  | Not activated by UMCU
|  |  | s_8cv1 | [5 empty] | s_8cv1 |  |  |  | s_8cv1 |  |  |  | outBnds: s_8cv1 |  |  | s_8cv1 | [9 empty] | s_8cv1 | s_8cv1 |  |  | s_8cv1 | s_8cv1 |  |  | s_8cv1 |  |  | s_8cv1 | 240 |  | x |  | s_8cv1 |  | best32. | best12. | s_8cv1 |  |  |  | Not activated by UMCU
|  |  | s_8cv2 | [5 empty] | s_8cv2 |  |  |  | s_8cv2 |  |  |  | outBnds: s_8cv2 |  |  | s_8cv2 | [9 empty] | s_8cv2 | s_8cv2 |  |  | s_8cv2 | s_8cv2 |  |  | s_8cv2 |  |  | s_8cv2 | 241 | 1 | x |  | s_8cv2 |  | best32. | best12. | s_8cv2 |  |  |  | Not activated by UMCU
|  |  | 348Cnt | [5 empty] | 348Cnt |  |  |  | 348Cnt |  |  |  | outBnds: 348Cnt |  |  | 348Cnt | [9 empty] | 348Cnt | 348Cnt |  |  | 348Cnt | 348Cnt |  |  | 348Cnt |  |  | 348Cnt | 242 | 1 | x |  | 348CntN |  | best32. | best12. | 348CntN |  |  |  | Not activated by UMCU
|  |  | 34Cnt | [5 empty] | 34Cnt |  |  |  | 34Cnt |  |  |  | outBnds: 34Cnt |  |  | 34Cnt | [9 empty] | 34Cnt | 34Cnt |  |  | 34Cnt | 34Cnt |  |  | 34Cnt |  |  | 34Cnt | 243 | 1 | x |  | 34CntN |  | best32. | best12. | 34CntN |  |  |  | Not activated by UMCU
|  |  | 38Cnt | [5 empty] | 38Cnt |  |  |  | 38Cnt |  |  |  | outBnds: 38Cnt |  |  | 38Cnt | [9 empty] | 38Cnt | 38Cnt |  |  | 38Cnt | 38Cnt |  |  | 38Cnt |  |  | 38Cnt | 244 | 1 | x |  | 38CntN |  | best32. | best12. | 38CntN |  |  |  | Not activated by UMCU
|  |  | 348Alrt | [5 empty] | 348Alrt |  |  |  | 348Alrt |  |  |  | outBnds: 348Alrt |  |  | 348Alrt | [9 empty] | 348Alrt | 348Alrt |  |  | 348Alrt | 348Alrt |  |  | 348Alrt |  |  | 348Alrt | 245 | 1 | x |  | 348AlrtN |  | best32. | best12. | 348AlrtN |  |  |  | Not activated by UMCU
|  |  | 34Alrt | [5 empty] | 34Alrt |  |  |  | 34Alrt |  |  |  | outBnds: 34Alrt |  |  | 34Alrt | [9 empty] | 34Alrt | 34Alrt |  |  | 34Alrt | 34Alrt |  |  | 34Alrt |  |  | 34Alrt | 246 | 1 | x |  | 34AlrtN |  | best32. | best12. | 34AlrtN |  |  |  | Not activated by UMCU
|  |  | 38Alrt | [5 empty] | 38Alrt |  |  |  | 38Alrt |  |  |  | outBnds: 38Alrt |  |  | 38Alrt | [9 empty] | 38Alrt | 38Alrt |  |  | 38Alrt | 38Alrt |  |  | 38Alrt |  |  | 38Alrt | 247 | 1 | x |  | 38AlrtN |  | best32. | best12. | 38AlrtN |  |  |  | Not activated by UMCU
|  |  | 348BadMix | [5 empty] | 348BadMix |  |  |  | 348BadMix |  |  |  | outBnds: 348BadMix |  |  | 348BadMix | [9 empty] | 348BadMix | 348BadMix |  |  | 348BadMix | 348BadMix |  |  | 348BadMix |  |  | 348BadMix | 248 | 1 | x |  | 348BadMixN |  | best32. | best12. | 348BadMixN |  |  |  | Not activated by UMCU
|  |  | 34BadMix | [5 empty] | 34BadMix |  |  |  | 34BadMix |  |  |  | outBnds: 34BadMix |  |  | 34BadMix | [9 empty] | 34BadMix | 34BadMix |  |  | 34BadMix | 34BadMix |  |  | 34BadMix |  |  | 34BadMix | 249 |  | x |  | 34BadMixN |  | best32. | best12. | 34BadMixN |  |  |  | Not activated by UMCU
|  |  | 38BadMix | [5 empty] | 38BadMix |  |  |  | 38BadMix |  |  |  | outBnds: 38BadMix |  |  | 38BadMix | [9 empty] | 38BadMix | 38BadMix |  |  | 38BadMix | 38BadMix |  |  | 38BadMix |  |  | 38BadMix | 250 |  | x |  | 38BadMixN |  | best32. | best12. | 38BadMixN |  |  |  | Not activated by UMCU
|  |  | 348OutRange | [5 empty] | 348OutRange |  |  |  | 348OutRange |  |  |  | outBnds: 348OutRange |  |  | 348OutRange | [9 empty] | 348OutRange | 348OutRange |  |  | 348OutRange | 348OutRange |  |  | 348OutRange |  |  | 348OutRange | 251 |  | x |  | 348OutRangeN |  | best32. | best12. | 348OutRangeN |  |  |  | Not activated by UMCU
|  |  | 34OutRange | [5 empty] | 34OutRange |  |  |  | 34OutRange |  |  |  | outBnds: 34OutRange |  |  | 34OutRange | [9 empty] | 34OutRange | 34OutRange |  |  | 34OutRange | 34OutRange |  |  | 34OutRange |  |  | 34OutRange | 252 |  | x |  | 34OutRangeN |  | best32. | best12. | 34OutRangeN |  |  |  | Not activated by UMCU
|  |  | 38OutRange | [5 empty] | 38OutRange |  |  |  | 38OutRange |  |  |  | outBnds: 38OutRange |  |  | 38OutRange | [9 empty] | 38OutRange | 38OutRange |  |  | 38OutRange | 38OutRange |  |  | 38OutRange |  |  | 38OutRange | 253 |  | x |  | 38OutRangeN |  | best32. | best12. | 38OutRangeN |  |  |  | Not activated by UMCU
|  |  | 348CntMis | [5 empty] | 348CntMis |  |  |  | 348CntMis |  |  |  | outBnds: 348CntMis |  |  | 348CntMis | [9 empty] | 348CntMis | 348CntMis |  |  | 348CntMis | 348CntMis |  |  | 348CntMis |  |  | 348CntMis | 254 |  | x |  | 348CntMisN |  | best32. | best12. | 348CntMisN |  |  |  | Not activated by UMCU
|  |  | 34CntMis | [5 empty] | 34CntMis |  |  |  | 34CntMis |  |  |  | outBnds: 34CntMis |  |  | 34CntMis | [9 empty] | 34CntMis | 34CntMis |  |  | 34CntMis | 34CntMis |  |  | 34CntMis |  |  | 34CntMis | 255 |  | x |  | 34CntMisN |  | best32. | best12. | 34CntMisN |  |  |  | Not activated by UMCU
|  |  | 38CntMis | [5 empty] | 38CntMis |  |  |  | 38CntMis |  |  |  | outBnds: 38CntMis |  |  | 38CntMis | [9 empty] | 38CntMis | 38CntMis |  |  | 38CntMis | 38CntMis |  |  | 38CntMis |  |  | 38CntMis | 256 |  | x |  | 38CntMisN |  | best32. | best12. | 38CntMisN |  |  |  | Not activated by UMCU
|  |  | CSFCnt | [5 empty] | CSFCnt |  |  |  | CSFCnt |  |  |  | outBnds: CSFCnt |  |  | CSFCnt | [9 empty] | CSFCnt | CSFCnt |  |  | CSFCnt | CSFCnt |  |  | CSFCnt |  |  | CSFCnt | 257 |  | x |  | CSFCnt |  | best32. | best12. | CSFCnt |  |  |  | Not activated by UMCU
|  |  | CSFOutRange | [5 empty] | CSFOutRange |  |  |  | CSFOutRange |  |  |  | outBnds: CSFOutRange |  |  | CSFOutRange | [9 empty] | CSFOutRange | CSFOutRange |  |  | CSFOutRange | CSFOutRange |  |  | CSFOutRange |  |  | CSFOutRange | 258 |  | x |  | CSFOutRange |  | best32. | best12. | CSFOutRange |  |  |  | Not activated by UMCU
|  |  | noAbTub | noAbTub | noAbTub | noAbTub |  |  | noAbTub | noAbTub |  |  | noAbTub | noAbTub |  |  | noAbTub | noAbTub | noAbTub | noAbTub | noAbTub | noAbTub | noAbTub | noAbTub | noAbTub |  |  | noAbTub | noAbTub |  |  | noAbTub | noAbTub | noAbTub | noAbTub | noAbTub | noAbTub | noAbTub | noAbTub |  |  | noAbTub | noAbTub |  |  | noAbTub |  |  | noAbTub | 259 |  |  |  | noAbTub |  | best32. | best12. | noAbTub | c_Alrt_noAbTub | noAbTub | alarm voor ontbreken buis monoclonalen | ja (=1) of nee (=0) |  | technical failure
|  |  | incorAb | incorAb | incorAb | incorAb |  |  | incorAb | incorAb |  |  | incorAb | incorAb |  |  | incorAb | incorAb | incorAb | incorAb | incorAb | incorAb | incorAb | incorAb | incorAb |  |  | incorAb | incorAb |  |  | incorAb | incorAb | incorAb | incorAb | incorAb | incorAb | incorAb | incorAb |  |  | incorAb | incorAb |  |  | incorAb |  |  | incorAb | 260 |  |  |  | incorAb |  | best32. | best12. | incorAb | c_Alrt_IncorAb | incorAb | alarm voor verkeerde buis met monoclonalen | ja (=1) of nee (=0) |  | technical failure
|  |  |  | noAbTub | noAbTub | noAbTub |  |  |  | noAbTub |  |  |  | noAbTub |  |  | noAbTub | noAbTub | noAbTub | noAbTub | noAbTub | noAbTub | noAbTub |  | noAbTub |  |  |  | noAbTub |  |  | noAbTub | noAbTub | noAbTub | noAbTub |  | noAbTub | [12 empty] | 261 | 1 | [6 empty] | 0
|  |  |  | incorAb | incorAb | incorAb |  |  |  | incorAb |  |  |  | incorAb |  |  | incorAb | incorAb | incorAb | incorAb | incorAb | incorAb | incorAb |  | incorAb |  |  |  | incorAb |  |  | incorAb | incorAb | incorAb | incorAb |  | incorAb | [12 empty] | 262 | 1 | [6 empty] | 0
|  |  | ssml | ssml | ssml | ssml |  |  | ssml | ssml |  |  | ssml | ssml |  |  | ssml | ssml | ssml | ssml | ssml | ssml | ssml | ssml | ssml |  |  | ssml | ssml |  |  | ssml | ssml | ssml | ssml | ssml | ssml | ssml | ssml |  |  | ssml | ssml |  |  | ssml |  |  | ssml | 263 |  | 1 |  | ssml |  | best32. | best12. | ssml | c_ssml | ssml | Short sample flag | ja (=1) of nee (=0) | Alert for a possible problematic sampling based on an abnormal MCHC result | test alert
|  |  | clot | clot | clot | clot |  |  | clot | clot |  |  | clot | clot |  |  | clot | clot | clot | clot | clot | clot | clot | clot | clot |  |  | clot | clot |  |  | clot | clot | clot | clot | clot | clot | clot | clot |  |  | clot | clot |  |  | clot |  |  | clot | 264 |  | 1 |  | clot |  | best32. | best12. | clot | c_Alrt_clot | clot | alarm voor clot detected during aspiration | ja (=1) of nee (=0) | Technical failure due to clot detection during aspiration | technical failure
|  |  | clog | clog | clog | clog |  |  | clog | clog |  |  | clog | clog |  |  | clog | clog | clog | clog | clog | clog | clog | clog | clog |  |  | clog | clog |  |  | clog | clog | clog | clog | clog | clog | clog | clog |  |  | clog | clog |  |  | clog |  |  | clog | 265 |  | 1 |  | clog |  | best32. | best12. | clog | c_Alrt_clog | clog | alarm voor verstopping wbc mixpot | ja (=1) of nee (=0) | Technical failure due to WBC mix pot clogging | technical failure
|  |  | mixpotFlt | mixpotFlt | mixpotFlt | mixpotFlt |  |  | mixpotFlt | mixpotFlt |  |  | mixpotFlt | mixpotFlt |  |  | mixpotFlt | mixpotFlt | mixpotFlt | mixpotFlt | mixpotFlt | mixpotFlt | mixpotFlt | mixpotFlt | mixpotFlt |  |  | mixpotFlt | mixpotFlt |  |  | mixpotFlt | mixpotFlt | mixpotFlt | mixpotFlt | mixpotFlt | mixpotFlt | mixpotFlt | mixpotFlt |  |  | mixpotFlt | mixpotFlt |  |  | mixpotFlt |  |  | mixpotFlt | 266 |  | 1 |  | mixpotFlt |  | best32. | best12. | mixpotFlt | c_Alrt_mixpot | mixpotFlt | alarm mbt wbc mixpot | ja (=1) of nee (=0) | Technical failure in WBC mix pot | technical failure
|  |  | lasrCurFlt | lasrCurFlt | lasrCurFlt | lasrCurFlt |  |  | lasrCurFlt | lasrCurFlt |  |  | lasrCurFlt | lasrCurFlt |  |  | lasrCurFlt | lasrCurFlt | lasrCurFlt | lasrCurFlt | lasrCurFlt | lasrCurFlt | lasrCurFlt | lasrCurFlt | lasrCurFlt |  |  | lasrCurFlt | lasrCurFlt |  |  | lasrCurFlt | lasrCurFlt | lasrCurFlt | lasrCurFlt | lasrCurFlt | lasrCurFlt | lasrCurFlt | lasrCurFlt |  |  | lasrCurFlt | lasrCurFlt |  |  | lasrCurFlt |  |  | lasrCurFlt | 267 |  | 1 |  | lasrCurFlt |  | best32. | best12. | lasrCurFlt | c_Alrt_lasr | lasrCurFlt | alarm mbt spanning laser | ja (=1) of nee (=0) | Technical failure in laser voltage | technical failure
|  |  | htpTmpFlt | htpTmpFlt | htpTmpFlt | htpTmpFlt |  |  | htpTmpFlt | htpTmpFlt |  |  | htpTmpFlt | htpTmpFlt |  |  | htpTmpFlt | htpTmpFlt | htpTmpFlt | htpTmpFlt | htpTmpFlt | htpTmpFlt | htpTmpFlt | htpTmpFlt | htpTmpFlt |  |  | htpTmpFlt | htpTmpFlt |  |  | htpTmpFlt | htpTmpFlt | htpTmpFlt | htpTmpFlt | htpTmpFlt | htpTmpFlt | htpTmpFlt | htpTmpFlt |  |  | htpTmpFlt | htpTmpFlt |  |  | htpTmpFlt |  |  | htpTmpFlt | 268 |  | 1 |  | htpTmpFlt |  | best32. | best12. | htpTmpFlt | c_Alrt_wbc_tmp | htpTmpFlt | alarm mbt temperatuur wbc mixpot | ja (=1) of nee (=0) | Technical failure in WBC mix pot temperature | technical failure
|  |  | vtxSpdFlt | vtxSpdFlt | vtxSpdFlt | vtxSpdFlt |  |  | vtxSpdFlt | vtxSpdFlt |  |  | vtxSpdFlt | vtxSpdFlt |  |  | vtxSpdFlt | vtxSpdFlt | vtxSpdFlt | vtxSpdFlt | vtxSpdFlt | vtxSpdFlt | vtxSpdFlt | vtxSpdFlt | vtxSpdFlt |  |  | vtxSpdFlt | vtxSpdFlt |  |  | vtxSpdFlt | vtxSpdFlt | vtxSpdFlt | vtxSpdFlt | vtxSpdFlt | vtxSpdFlt | vtxSpdFlt | vtxSpdFlt |  |  | vtxSpdFlt | vtxSpdFlt |  |  | vtxSpdFlt |  |  | vtxSpdFlt | 269 |  | 1 |  | vtxSpdFlt |  | best32. | best12. | vtxSpdFlt | c_Alrt_wbc_mix | vtxSpdFlt | alarm mbt mengen van wbc mixpot | ja (=1) of nee (=0) | Technical failure in WBC mix pot mixing | technical failure
|  |  | autoloadFlt | autoloadFlt | autoloadFlt | autoloadFlt |  |  | autoloadFlt | autoloadFlt |  |  | autoloadFlt | autoloadFlt |  |  | autoloadFlt | autoloadFlt | autoloadFlt | autoloadFlt | autoloadFlt | autoloadFlt | autoloadFlt | autoloadFlt | autoloadFlt |  |  | autoloadFlt | autoloadFlt |  |  | autoloadFlt | autoloadFlt | autoloadFlt | autoloadFlt | autoloadFlt | autoloadFlt | autoloadFlt | autoloadFlt |  |  | autoloadFlt | autoloadFlt |  |  | autoloadFlt |  |  | autoloadFlt | 270 |  | 1 |  | autoloadFlt |  | best32. | best12. | autoloadFlt | c_Alrt_autoload | autoloadFlt | alarm mbt rektransport van de autoloader | ja (=1) of nee (=0) | Technical failure in tube carrier | technical failure
|  |  | hgbDilLim | hgbDilLim | hgbDilLim | hgbDilLim |  |  | hgbDilLim | hgbDilLim |  |  | hgbDilLim | hgbDilLim |  |  | hgbDilLim | hgbDilLim | hgbDilLim | hgbDilLim | hgbDilLim | hgbDilLim | hgbDilLim | hgbDilLim | hgbDilLim |  |  | hgbDilLim | hgbDilLim |  |  | hgbDilLim | hgbDilLim | hgbDilLim | hgbDilLim | hgbDilLim | hgbDilLim | hgbDilLim | hgbDilLim |  |  | hgbDilLim | hgbDilLim |  |  | hgbDilLim |  |  | hgbDilLim | 271 |  | 1 |  | hgbDilLim |  | best32. | best12. | hgbDilLim | c_DilLim_hb | hgbDilLim | something wrong with the dilution HB |  | Technical failure in hemoglobin dilution | technical failure
|  |  | pltDelLim | pltDelLim | pltDelLim | pltDelLim |  |  | pltDelLim | pltDelLim |  |  | pltDelLim | pltDelLim |  |  | pltDelLim | pltDelLim | pltDelLim | pltDelLim | pltDelLim | pltDelLim | pltDelLim | pltDelLim | pltDelLim |  |  | pltDelLim | pltDelLim |  |  | pltDelLim | pltDelLim | pltDelLim | pltDelLim | pltDelLim | pltDelLim | pltDelLim | pltDelLim |  |  | pltDelLim | pltDelLim |  |  | pltDelLim |  |  | pltDelLim | 272 |  | 1 |  | pltDelLim |  | best32. | best12. | pltDelLim | c_DelLim_plt | pltDelLim | dellimplt? |  | ? | ?
|  |  | rbcDelLim | rbcDelLim | rbcDelLim | rbcDelLim |  |  | rbcDelLim | rbcDelLim |  |  | rbcDelLim | rbcDelLim |  |  | rbcDelLim | rbcDelLim | rbcDelLim | rbcDelLim | rbcDelLim | rbcDelLim | rbcDelLim | rbcDelLim | rbcDelLim |  |  | rbcDelLim | rbcDelLim |  |  | rbcDelLim | rbcDelLim | rbcDelLim | rbcDelLim | rbcDelLim | rbcDelLim | rbcDelLim | rbcDelLim |  |  | rbcDelLim | rbcDelLim |  |  | rbcDelLim |  |  | rbcDelLim | 273 |  | 1 |  | rbcDelLim |  | best32. | best12. | rbcDelLim | c_DelLim_rbc | rbcDelLim | dellimrbc? |  | ? | ?
|  |  | rbcDilLim | rbcDilLim | rbcDilLim | rbcDilLim |  |  | rbcDilLim | rbcDilLim |  |  | rbcDilLim | rbcDilLim |  |  | rbcDilLim | rbcDilLim | rbcDilLim | rbcDilLim | rbcDilLim | rbcDilLim | rbcDilLim | rbcDilLim | rbcDilLim |  |  | rbcDilLim | rbcDilLim |  |  | rbcDilLim | rbcDilLim | rbcDilLim | rbcDilLim | rbcDilLim | rbcDilLim | rbcDilLim | rbcDilLim |  |  | rbcDilLim | rbcDilLim |  |  | rbcDilLim |  |  | rbcDilLim | 274 |  | 1 |  | rbcDilLim |  | best32. | best12. | rbcDilLim |  |  |  |  | Technical failure in RBC dilution
|  |  | rtcDilLim | rtcDilLim | rtcDilLim | rtcDilLim |  |  | rtcDilLim | rtcDilLim |  |  | rtcDilLim | rtcDilLim |  |  | rtcDilLim | rtcDilLim | rtcDilLim | rtcDilLim | rtcDilLim | rtcDilLim | rtcDilLim | rtcDilLim | rtcDilLim |  |  | rtcDilLim | rtcDilLim |  |  | rtcDilLim | rtcDilLim | rtcDilLim | rtcDilLim | rtcDilLim | rtcDilLim | rtcDilLim | rtcDilLim |  |  | rtcDilLim | rtcDilLim |  |  | rtcDilLim |  |  | rtcDilLim | 275 |  | 1 |  | rtcDilLim |  | best32. | best12. | rtcDilLim | c_DilLim_reti | rtcDilLim | something wrong with the dilution reti |  | Technical failure in reticulocyte dilution | technical failure
|  |  | wbcDilLim | wbcDilLim | wbcDilLim | wbcDilLim |  |  | wbcDilLim | wbcDilLim |  |  | wbcDilLim | wbcDilLim |  |  | wbcDilLim | wbcDilLim | wbcDilLim | wbcDilLim | wbcDilLim | wbcDilLim | wbcDilLim | wbcDilLim | wbcDilLim |  |  | wbcDilLim | wbcDilLim |  |  | wbcDilLim | wbcDilLim | wbcDilLim | wbcDilLim | wbcDilLim | wbcDilLim | wbcDilLim | wbcDilLim |  |  | wbcDilLim | wbcDilLim |  |  | wbcDilLim |  |  | wbcDilLim | 276 |  | 1 |  | wbcDilLim |  | best32. | best12. | wbcDilLim | c_DilLim_wbc | wbcDilLim | something wrong with the dilution wbc |  | Technical failure in WBC dilution | technical failure
|  |  | presHigh | presHigh | presHigh | presHigh |  |  | presHigh | presHigh |  |  | presHigh | presHigh |  |  | presHigh | presHigh | presHigh | presHigh | presHigh | presHigh | presHigh | presHigh | presHigh |  |  | presHigh | presHigh |  |  | presHigh | presHigh | presHigh | presHigh | presHigh | presHigh | presHigh | presHigh |  |  | presHigh | presHigh |  |  | presHigh |  |  | presHigh | 277 |  | 1 |  | presHigh |  | best32. | best12. | presHigh | c_Alrt_presHigh | presHigh | alarm mbt de druk 40 psi | ja (=1) of nee (=0) | Technical failure in pressure 40 psi | technical failure
|  |  | presMed | presMed | presMed | presMed |  |  | presMed | presMed |  |  | presMed | presMed |  |  | presMed | presMed | presMed | presMed | presMed | presMed | presMed | presMed | presMed |  |  | presMed | presMed |  |  | presMed | presMed | presMed | presMed | presMed | presMed | presMed | presMed |  |  | presMed | presMed |  |  | presMed |  |  | presMed | 278 |  | 1 |  | presMed |  | best32. | best12. | presMed | c_Alrt_presMed | presMed | alarm mbt de druk 8 psi | ja (=1) of nee (=0) | Technical failure in pressure 8 psi | technical failure
|  |  | presLow | presLow | presLow | presLow |  |  | presLow | presLow |  |  | presLow | presLow |  |  | presLow | presLow | presLow | presLow | presLow | presLow | presLow | presLow | presLow |  |  | presLow | presLow |  |  | presLow | presLow | presLow | presLow | presLow | presLow | presLow | presLow |  |  | presLow | presLow |  |  | presLow |  |  | presLow | 279 |  | 1 |  | presLow |  | best32. | best12. | presLow | c_Alrt_presLow | presLow | alarm mbt het vacuum | ja (=1) of nee (=0) | Technical failure in vacuum | technical failure
|  |  | vacRng | vacRng | vacRng | vacRng |  |  | vacRng | vacRng |  |  | vacRng | vacRng |  |  | vacRng | vacRng | vacRng | vacRng | vacRng | vacRng | vacRng | vacRng | vacRng |  |  | vacRng | vacRng |  |  | vacRng | vacRng | vacRng | vacRng | vacRng | vacRng | vacRng | vacRng |  |  | vacRng | vacRng |  |  | vacRng |  |  | vacRng | 280 |  | 1 |  | vacRng |  | best32. | best12. | vacRng | c_vacRng | vacRng | alarm vacuum range |  | Technical failure in vacuum range | technical failure
|  |  | aspDpLim | aspDpLim | aspDpLim | aspDpLim |  |  | aspDpLim | aspDpLim |  |  | aspDpLim | aspDpLim |  |  | aspDpLim | aspDpLim | aspDpLim | aspDpLim | aspDpLim | aspDpLim | aspDpLim | aspDpLim | aspDpLim |  |  | aspDpLim | aspDpLim |  |  | aspDpLim | aspDpLim | aspDpLim | aspDpLim | aspDpLim | aspDpLim | aspDpLim | aspDpLim |  |  | aspDpLim | aspDpLim |  |  | aspDpLim |  |  | aspDpLim | 281 |  | 1 |  | aspDpLim |  | best32. | best12. | aspDpLim | c_DelLim_asp | aspDpLim | dellim asp? |  | Technical failure in sampling | technical failure
|  |  | aspirateFlt | aspirateFlt | aspirateFlt | aspirateFlt |  |  | aspirateFlt | aspirateFlt |  |  | aspirateFlt | aspirateFlt |  |  | aspirateFlt | aspirateFlt | aspirateFlt | aspirateFlt | aspirateFlt | aspirateFlt | aspirateFlt | aspirateFlt | aspirateFlt |  |  | aspirateFlt | aspirateFlt |  |  | aspirateFlt | aspirateFlt | aspirateFlt | aspirateFlt | aspirateFlt | aspirateFlt | aspirateFlt | aspirateFlt |  |  | aspirateFlt | aspirateFlt |  |  | aspirateFlt |  |  | aspirateFlt | 282 |  | 1 |  | aspirateFlt |  | best32. | best12. | aspirateFlt | c_Alrt_asp | aspirateFlt | alarm mbt monstername | ja (=1) of nee (=0) | Technical failure in sampling | technical failure
|  |  | insufRtcRgt | insufRtcRgt | insufRtcRgt | insufRtcRgt |  |  | insufRtcRgt | insufRtcRgt |  |  | insufRtcRgt | insufRtcRgt |  |  | insufRtcRgt | insufRtcRgt | insufRtcRgt | insufRtcRgt | insufRtcRgt | insufRtcRgt | insufRtcRgt | insufRtcRgt | insufRtcRgt |  |  | insufRtcRgt | insufRtcRgt |  |  | insufRtcRgt | insufRtcRgt | insufRtcRgt | insufRtcRgt | insufRtcRgt | insufRtcRgt | insufRtcRgt | insufRtcRgt |  |  | insufRtcRgt | insufRtcRgt |  |  | insufRtcRgt |  |  | insufRtcRgt | 283 |  | 1 |  | insufRtcRgt |  | best32. | best12. | insufRtcRgt | c_Alrt_insufRtc | insufRtcRgt | alarm mbt onvoldoende reti getled, no result possible | ja (=1) of nee (=0) | Technical failure due to insufficient reticulocyte count | technical failure
|  |  | vpmComFail | vpmComFail | vpmComFail | vpmComFail |  |  | vpmComFail | vpmComFail |  |  | vpmComFail | vpmComFail |  |  | vpmComFail | vpmComFail | vpmComFail | vpmComFail | vpmComFail | vpmComFail | vpmComFail | vpmComFail | vpmComFail |  |  | vpmComFail | vpmComFail |  |  | vpmComFail | vpmComFail | vpmComFail | vpmComFail | vpmComFail | vpmComFail | vpmComFail | vpmComFail |  |  | vpmComFail | vpmComFail |  |  | vpmComFail |  |  | vpmComFail | 284 |  | 1 |  | vpmComFail |  | best32. | best12. | vpmComFail | c_Alrt_vmpFAil | vpmComFail | alarm mbt vpm board | ja (=1) of nee (=0) | Technical failure in VPM board | technical failure
|  |  | presVacFlt | presVacFlt | presVacFlt | presVacFlt |  |  | presVacFlt | presVacFlt |  |  | presVacFlt | presVacFlt |  |  | presVacFlt | presVacFlt | presVacFlt | presVacFlt | presVacFlt | presVacFlt | presVacFlt | presVacFlt | presVacFlt |  |  | presVacFlt | presVacFlt |  |  | presVacFlt | presVacFlt | presVacFlt | presVacFlt | presVacFlt | presVacFlt | presVacFlt | presVacFlt |  |  | presVacFlt | presVacFlt |  |  | presVacFlt |  |  | presVacFlt | 285 |  | 1 |  | presVacFlt |  | best32. | best12. | presVacFlt | c_Alrt_presVac | presVacFlt | alarm mbt regulatie vacuum en druk | ja (=1) of nee (=0) | Technical failure in vacuum and pressure | technical failure
|  |  | notEnoughRgt | notEnoughRgt | notEnoughRgt | notEnoughRgt |  |  | notEnoughRgt |  |  |  | notEnoughRgt |  |  |  | notEnoughRgt | notEnoughRgt | notEnoughRgt | notEnoughRgt | notEnoughRgt | notEnoughRgt | notEnoughRgt | notEnoughRgt | notEnoughRgt |  |  | notEnoughRgt |  |  |  | notEnoughRgt | notEnoughRgt | notEnoughRgt | notEnoughRgt | notEnoughRgt | notEnoughRgt | notEnoughRgt | notEnoughRgt |  |  | notEnoughRgt | notEnoughRgt |  |  | notEnoughRgt |  |  | notEnoughRgt | 286 |  | 1 |  | notEnoughRgt |  | best32. | best12. | notEnoughRgt | c_Alrt_notEnoughRgt | notEnoughRgt | alarm mbt een tekort aan reagens voor het uitvoeren van een immuno assay | ja (=1) of nee (=0) | Technical failure due to reagent shortage for immunoassay | technical failure
|  | Model |  |  |  |  | Model |  |  |  | Model |  |  |  | Model | [10 empty] | Model |  |  |  | Model | [8 empty] | Model | Model |  |  | Model | Model |  |  | Model |  | Model | 287 |  | 1 |  | Model |  | best32. | best12. | Model
[50 empty] | 288 | [7 empty] | 0
|  | Valid |  |  |  |  | Valid |  |  |  | Valid |  |  |  | Valid | [10 empty] | Valid |  |  |  | Valid | [8 empty] | Valid | Valid |  |  | Valid | Valid |  |  | Valid |  | Valid | 289 |  | 1 |  | Valid |  | best32. | best12. | Valid
|  | Run |  |  |  |  | Run |  |  |  | Run |  |  |  | Run | [10 empty] | Run |  |  |  | Run | [8 empty] | Run | Run |  |  | Run | Run |  |  | Run |  | Run | 290 | 1 | 1 |  | Run |  | best32. | best12. | Run
|  | RunTotal |  |  |  |  | RunTotal |  |  |  | RunTotal |  |  |  | RunTotal | [10 empty] | RunTotal |  |  |  | RunTotal | [8 empty] | RunTotal | RunTotal |  |  | RunTotal | RunTotal |  |  | RunTotal |  | RunTotal | 291 | 1 | 1 |  | RunTotal |  | best32. | best12. | RunTotal
|  | SmpA |  |  |  |  | SmpA |  |  |  | SmpA |  |  |  | SmpA | [10 empty] | SmpA |  |  |  | SmpA | [8 empty] | SmpA | SmpA |  |  | SmpA | SmpA |  |  | SmpA |  | SmpA | 292 |  | 1 |  | SmpA |  | best32. | best12. | SmpA
|  | SmpB |  |  |  |  | SmpB |  |  |  | SmpB |  |  |  | SmpB | [10 empty] | SmpB |  |  |  | SmpB | [8 empty] | SmpB | SmpB |  |  | SmpB | SmpB |  |  | SmpB |  | SmpB | 293 |  | 1 |  | SmpB |  | best32. | best12. | SmpB
|  | SmpC |  |  |  |  | SmpC |  |  |  | SmpC |  |  |  | SmpC | [10 empty] | SmpC |  |  |  | SmpC | [8 empty] | SmpC | SmpC |  |  | SmpC | SmpC |  |  | SmpC |  | SmpC | 294 |  | 1 |  | SmpC |  | best32. | best12. | SmpC
|  | SmpD |  |  |  |  | SmpD |  |  |  | SmpD |  |  |  | SmpD | [10 empty] | SmpD |  |  |  | SmpD | [8 empty] | SmpD | SmpD |  |  | SmpD | SmpD |  |  | SmpD |  | SmpD | 295 |  |  |  | SmpD |  | best32. | best12. | SmpD
|  | SmpE |  |  |  |  | SmpE |  |  |  | SmpE |  |  |  | SmpE | [10 empty] | SmpE |  |  |  | SmpE | [8 empty] | SmpE | SmpE |  |  | SmpE | SmpE |  |  | SmpE |  | SmpE | 296 |  |  |  | SmpE |  | best32. | best12. | SmpE
|  | DltaChkStat |  |  |  |  | DltaChkStat |  |  |  | DltaChkStat |  |  |  | DltaChkStat | [10 empty] | DltaChkStat |  |  |  | DltaChkStat | [8 empty] | DltaChkStat | DltaChkStat |  |  | DltaChkStat | DltaChkStat |  |  | DltaChkStat |  | DltaChkStat | 297 |  | 1 |  | DltaChkStat |  | best32. | best12. | DltaChkStat
|  | InPair |  |  |  |  | InPair |  |  |  | InPair |  |  |  | InPair | [10 empty] | InPair |  |  |  | InPair | [8 empty] | InPair | InPair |  |  | InPair | InPair |  |  | InPair |  | InPair | 298 |  |  |  | InPair |  | best32. | best12. | InPair
|  | MovAvgStatXB |  |  |  |  | MovAvgStatXB |  |  |  | MovAvgStatXB |  |  |  | MovAvgStatXB | [10 empty] | MovAvgStatXB |  |  |  | MovAvgStatXB | [8 empty] | MovAvgStatXB | MovAvgStatXB |  |  | MovAvgStatXB | MovAvgStatXB |  |  | MovAvgStatXB |  | MovAvgStatXB | 299 |  |  |  | MovAvgStatXB |  | best32. | best12. | MovAvgStatXB
|  | MovAvgStatWBC |  |  |  |  | MovAvgStatWBC |  |  |  | MovAvgStatWBC |  |  |  | MovAvgStatWBC | [10 empty] | MovAvgStatWBC |  |  |  | MovAvgStatWBC | [8 empty] | MovAvgStatWBC | MovAvgStatWBC |  |  | MovAvgStatWBC | MovAvgStatWBC |  |  | MovAvgStatWBC |  | MovAvgStatWBC | 300 |  | 1 |  | MovAvgStatWBC |  | best32. | best12. | MovAvgStatWBC
|  | MovAvgStatRBC |  |  |  |  | MovAvgStatRBC |  |  |  | MovAvgStatRBC |  |  |  | MovAvgStatRBC | [10 empty] | MovAvgStatRBC |  |  |  | MovAvgStatRBC | [8 empty] | MovAvgStatRBC | MovAvgStatRBC |  |  | MovAvgStatRBC | MovAvgStatRBC |  |  | MovAvgStatRBC |  | MovAvgStatRBC | 301 |  |  |  | MovAvgStatRBC |  | best32. | best12. | MovAvgStatRBC
|  | MovAvgStatPLT |  |  |  |  | MovAvgStatPLT |  |  |  | MovAvgStatPLT |  |  |  | MovAvgStatPLT | [10 empty] | MovAvgStatPLT |  |  |  | MovAvgStatPLT | [8 empty] | MovAvgStatPLT | MovAvgStatPLT |  |  | MovAvgStatPLT | MovAvgStatPLT |  |  | MovAvgStatPLT |  | MovAvgStatPLT | 302 |  |  |  | MovAvgStatPLT |  | best32. | best12. | MovAvgStatPLT
|  | MovAvgStatRETC |  |  |  |  | MovAvgStatRETC |  |  |  | MovAvgStatRETC |  |  |  | MovAvgStatRETC | [10 empty] | MovAvgStatRETC |  |  |  | MovAvgStatRETC | [8 empty] | MovAvgStatRETC | MovAvgStatRETC |  |  | MovAvgStatRETC | MovAvgStatRETC |  |  | MovAvgStatRETC |  | MovAvgStatRETC | 303 |  |  |  | MovAvgStatRETC |  | best32. | best12. | MovAvgStatRETC
|  | MovAvgEnabXB |  |  |  |  | MovAvgEnabXB |  |  |  | MovAvgEnabXB |  |  |  | MovAvgEnabXB | [10 empty] | MovAvgEnabXB |  |  |  | MovAvgEnabXB | [8 empty] | MovAvgEnabXB | MovAvgEnabXB |  |  | MovAvgEnabXB | MovAvgEnabXB |  |  | MovAvgEnabXB |  | MovAvgEnabXB | 304 |  |  |  | MovAvgEnabXB |  | best32. | best12. | MovAvgEnabXB
|  | MovAvgEnabWBC |  |  |  |  | MovAvgEnabWBC |  |  |  | MovAvgEnabWBC |  |  |  | MovAvgEnabWBC | [10 empty] | MovAvgEnabWBC |  |  |  | MovAvgEnabWBC | [8 empty] | MovAvgEnabWBC | MovAvgEnabWBC |  |  | MovAvgEnabWBC | MovAvgEnabWBC |  |  | MovAvgEnabWBC |  | MovAvgEnabWBC | 305 |  |  |  | MovAvgEnabWBC |  | best32. | best12. | MovAvgEnabWBC
|  | MovAvgEnabRBC |  |  |  |  | MovAvgEnabRBC |  |  |  | MovAvgEnabRBC |  |  |  | MovAvgEnabRBC | [10 empty] | MovAvgEnabRBC |  |  |  | MovAvgEnabRBC | [8 empty] | MovAvgEnabRBC | MovAvgEnabRBC |  |  | MovAvgEnabRBC | MovAvgEnabRBC |  |  | MovAvgEnabRBC |  | MovAvgEnabRBC | 306 |  |  |  | MovAvgEnabRBC |  | best32. | best12. | MovAvgEnabRBC
|  | MovAvgEnabPLT |  |  |  |  | MovAvgEnabPLT |  |  |  | MovAvgEnabPLT |  |  |  | MovAvgEnabPLT | [10 empty] | MovAvgEnabPLT |  |  |  | MovAvgEnabPLT | [8 empty] | MovAvgEnabPLT | MovAvgEnabPLT |  |  | MovAvgEnabPLT | MovAvgEnabPLT |  |  | MovAvgEnabPLT |  | MovAvgEnabPLT | 307 |  |  |  | MovAvgEnabPLT |  | best32. | best12. | MovAvgEnabPLT
|  | MovAvgEnabRETC |  |  |  |  | MovAvgEnabRETC |  |  |  | MovAvgEnabRETC |  |  |  | MovAvgEnabRETC | [10 empty] | MovAvgEnabRETC |  |  |  | MovAvgEnabRETC | [8 empty] | MovAvgEnabRETC | MovAvgEnabRETC |  |  | MovAvgEnabRETC | MovAvgEnabRETC |  |  | MovAvgEnabRETC |  | MovAvgEnabRETC | 308 |  |  |  | MovAvgEnabRETC |  | best32. | best12. | MovAvgEnabRETC
| Namn |  |  | Namn |  | Namn |  | Namn |  | Namn |  | Namn |  | Namn |  | Namn | outBnds: Namn; outBnds: Namn; outBnds: Namn; outBnds: Namn |  | Namn |  | Namn |  | Namn |  | Namn |  | Namn | Namn | Namn |  | Namn |  | Namn |  | Namn |  | Namn |  |  | Namn | Namn | 309 |  | 1 |  | Namn |  | best32. | best12. | Namn | c_b_namn | Namn | mean neutro's 0 graden (ALL) |  | Axial Light Loss; Mean neutrophil size | FCS test | WBC NEU | laser 1 | light scatter |  | No
| Nacv |  |  | Nacv |  | Nacv |  | Nacv |  | Nacv |  | Nacv |  | Nacv |  | Nacv | outBnds: Nacv; outBnds: Nacv; outBnds: Nacv; outBnds: Nacv |  | Nacv |  | Nacv |  | Nacv |  | Nacv |  | Nacv | Nacv | Nacv |  | Nacv |  | Nacv |  | Nacv |  | Nacv |  |  | Nacv | Nacv | 310 |  | 1 |  | Nacv |  | best32. | best12. | Nacv | c_b_nacv | Nacv | CV% neutro's 0 graden (ALL) |  | CV of Axial Light Loss; Coefficient of variance of neutrophil size | FCS test | WBC NEU | laser 1 | light scatter |  | No
| Nimn |  |  | Nimn |  | Nimn |  | Nimn |  | Nimn |  | Nimn |  | Nimn |  | Nimn | outBnds: Nimn; outBnds: Nimn; outBnds: Nimn; outBnds: Nimn |  | Nimn |  | Nimn |  | Nimn |  | Nimn |  | Nimn | Nimn | Nimn |  | Nimn |  | Nimn |  | Nimn |  | Nimn |  |  | Nimn | Nimn | 311 |  | 1 |  | Nimn |  | best32. | best12. | Nimn | c_b_nimn | Nimn | mean neutro's 7 graden (IAS) |  | Intermediate Angle Scattering; Neutrophil complexity of intracellular structure | FCS test | WBC NEU | laser 1 | light scatter |  | No
| Nicv |  |  | Nicv |  | Nicv |  | Nicv |  | Nicv |  | Nicv |  | Nicv |  | Nicv | outBnds: Nicv; outBnds: Nicv; outBnds: Nicv; outBnds: Nicv |  | Nicv |  | Nicv |  | Nicv |  | Nicv |  | Nicv | Nicv | Nicv |  | Nicv |  | Nicv |  | Nicv |  | Nicv |  |  | Nicv | Nicv | 312 |  | 1 |  | Nicv |  | best32. | best12. | Nicv | c_b_nicv | Nicv | CV% neutro's 7 graden (IAS) |  | CV of Intermediate Angle Scattering; Coefficient of variance of neutrophil complexity of intracellular structure | FCS test | WBC NEU | laser 1 | light scatter |  | No
| Npmn |  |  | Npmn |  | Npmn |  | Npmn |  | Npmn |  | Npmn |  | Npmn |  | Npmn | outBnds: Npmn; outBnds: Npmn; outBnds: Npmn; outBnds: Npmn |  | Npmn |  | Npmn |  | Npmn |  | Npmn |  | Npmn | Npmn | Npmn |  | Npmn |  | Npmn |  | Npmn |  | Npmn |  |  | Npmn | Npmn | 313 |  | 1 |  | Npmn |  | best32. | best12. | Npmn | c_b_npmn | Npmn | mean neutro's 90 graden (PSS) |  | Polarized Side Scattering; Neutrophil Lobularity/Granularity and nuclear lobularity | FCS test | WBC NEU | laser 1 | light scatter |  | No
| Npcv |  |  | Npcv |  | Npcv |  | Npcv |  | Npcv |  | Npcv |  | Npcv |  | Npcv | outBnds: Npcv; outBnds: Npcv; outBnds: Npcv; outBnds: Npcv |  | Npcv |  | Npcv |  | Npcv |  | Npcv |  | Npcv | Npcv | Npcv |  | Npcv |  | Npcv |  | Npcv |  | Npcv |  |  | Npcv | Npcv | 314 |  | 1 |  | Npcv |  | best32. | best12. | Npcv | c_b_npcv | Npcv | CV% neutro's 90 graden (PSS) |  | CV of Polarized Side Scattering; Coefficient of variance of Neutrophil Lobularity/Nuclear Segmentation | FCS test | WBC NEU | laser 1 | light scatter |  | No
| Ndmn |  |  | Ndmn |  | Ndmn |  | Ndmn |  | Ndmn |  | Ndmn |  | Ndmn |  | Ndmn | outBnds: Ndmn; outBnds: Ndmn; outBnds: Ndmn; outBnds: Ndmn |  | Ndmn |  | Ndmn |  | Ndmn |  | Ndmn |  | Ndmn | Ndmn | Ndmn |  | Ndmn |  | Ndmn |  | Ndmn |  | Ndmn |  |  | Ndmn | Ndmn | 315 |  | 1 |  | Ndmn |  | best32. | best12. | Ndmn | c_b_ndmn | Ndmn | mean neutro's 90 graden gedepolariseerd (DSS) |  | Depolarized Side Scattering; Neutrophil Lobularity/Granularity and nuclear lobularity | FCS test | WBC NEU | laser 1 | light scatter |  | No
| Ndcv |  |  | Ndcv |  | Ndcv |  | Ndcv |  | Ndcv |  | Ndcv |  | Ndcv |  | Ndcv | outBnds: Ndcv; outBnds: Ndcv; outBnds: Ndcv; outBnds: Ndcv |  | Ndcv |  | Ndcv |  | Ndcv |  | Ndcv |  | Ndcv | Ndcv | Ndcv |  | Ndcv |  | Ndcv |  | Ndcv |  | Ndcv |  |  | Ndcv | Ndcv | 316 |  | 1 |  | Ndcv |  | best32. | best12. | Ndcv | c_b_ndcv | Ndcv | CV% neutro's 90 graden gedepolariseerd (DSS) |  | CV of Depolarized Side Scattering; Coefficient of variance of Neutrophil depolarization | FCS test | WBC NEU | laser 1 | light scatter |  | No
| Nfmn |  |  | Nfmn |  | Nfmn |  | Nfmn |  | Nfmn |  | Nfmn |  | Nfmn |  | Nfmn | outBnds: Nfmn; outBnds: Nfmn; outBnds: Nfmn; outBnds: Nfmn |  | Nfmn |  | Nfmn |  | Nfmn |  | Nfmn |  | Nfmn | Nfmn | Nfmn |  | Nfmn |  | Nfmn |  | Nfmn |  | Nfmn |  |  | Nfmn | Nfmn | 317 |  | 1 |  | Nfmn |  | best32. | best12. | Nfmn | c_b_nfmn | Nfmn | mean neutro's FL3 kanaal (FL3) |  | Fluorecent Channel 3; DNA staining in neutrophils | FCS test | WBC NEU | laser 1 | fluorescence |  | No
| Nfcv |  |  | Nfcv |  | Nfcv |  | Nfcv |  | Nfcv |  | Nfcv |  | Nfcv |  | Nfcv | outBnds: Nfcv; outBnds: Nfcv; outBnds: Nfcv; outBnds: Nfcv |  | Nfcv |  | Nfcv |  | Nfcv |  | Nfcv |  | Nfcv | Nfcv | Nfcv |  | Nfcv |  | Nfcv |  | Nfcv |  | Nfcv |  |  | Nfcv | Nfcv | 318 |  | 1 |  | Nfcv |  | best32. | best12. | Nfcv | c_b_nfcv | Nfcv | CV% neutro's FL3 kanaal (FL3) |  | CV of Fluorecent Channel 3; DNA staining in neutrophils | FCS test | WBC NEU | laser 1 | fluorescence |  | No
| Lamn |  |  | Lamn |  | Lamn |  | Lamn |  | Lamn |  | Lamn |  | Lamn |  | Lamn | outBnds: Lamn; outBnds: Lamn; outBnds: Lamn; outBnds: Lamn |  | Lamn |  | Lamn |  | Lamn |  | Lamn |  | Lamn | Lamn | Lamn |  | Lamn |  | Lamn |  | Lamn |  | Lamn |  |  | Lamn | Lamn | 319 |  | 1 |  | Lamn |  | best32. | best12. | Lamn | c_b_Lamn | Lamn | mean lymfo's 0 graden (ALL) |  | Axial Light Loss; Mean lymphocyte size | FCS test | WBC LYM | laser 1 | light scatter |  | No
| Lacv |  |  | Lacv |  | Lacv |  | Lacv |  | Lacv |  | Lacv |  | Lacv |  | Lacv | outBnds: Lacv; outBnds: Lacv; outBnds: Lacv; outBnds: Lacv |  | Lacv |  | Lacv |  | Lacv |  | Lacv |  | Lacv | Lacv | Lacv |  | Lacv |  | Lacv |  | Lacv |  | Lacv |  |  | Lacv | Lacv | 320 |  | 1 |  | Lacv |  | best32. | best12. | Lacv | c_b_Lacv | Lacv | CV% lymfo's 0 graden (ALL) |  | CV of Axial Light Loss; Coefficient of variance of lymphocyte size | FCS test | WBC LYM | laser 1 | light scatter |  | No
| Limn |  |  | Limn |  | Limn |  | Limn |  | Limn |  | Limn |  | Limn |  | Limn | outBnds: Limn; outBnds: Limn; outBnds: Limn; outBnds: Limn |  | Limn |  | Limn |  | Limn |  | Limn |  | Limn | Limn | Limn |  | Limn |  | Limn |  | Limn |  | Limn |  |  | Limn | Limn | 321 |  | 1 |  | Limn |  | best32. | best12. | Limn | c_b_Limn | Limn | mean lymfo's 7 graden (IAS) |  | Intermediate Angle Scattering; lymphocyte complexity of intracellular structure | FCS test | WBC LYM | laser 1 | light scatter |  | No
| Licv |  |  | Licv |  | Licv |  | Licv |  | Licv |  | Licv |  | Licv |  | Licv | outBnds: Licv; outBnds: Licv; outBnds: Licv; outBnds: Licv |  | Licv |  | Licv |  | Licv |  | Licv |  | Licv | Licv | Licv |  | Licv |  | Licv |  | Licv |  | Licv |  |  | Licv | Licv | 322 |  | 1 |  | Licv |  | best32. | best12. | Licv | c_b_Licv | Licv | CV% lymfo's 7 graden (IAS) |  | CV of Intermediate Angle Scattering; Coefficient of variance of lymphocyte complexity of intracellular structure | FCS test | WBC LYM | laser 1 | light scatter |  | No
| Pimn |  |  | Pimn |  | Pimn |  | Pimn |  | Pimn |  | Pimn |  | Pimn |  | Pimn | outBnds: Pimn; outBnds: Pimn; outBnds: Pimn; outBnds: Pimn |  | Pimn |  | Pimn |  | Pimn |  | Pimn |  | Pimn | Pimn | Pimn |  | Pimn |  | Pimn |  | Pimn |  | Pimn |  |  | Pimn | Pimn | 323 |  | 1 |  | Pimn |  | best32. | best12. | Pimn | c_b_Pimn | Pimn | mean trombo's 7 graden (IAS) |  | Intermediate Angle Scattering; platelet complexity of intracellular structure | FCS test | PLT | laser 2 | light scatter |  | No
| Picv |  |  | Picv |  | Picv |  | Picv |  | Picv |  | Picv |  | Picv |  | Picv | outBnds: Picv; outBnds: Picv; outBnds: Picv; outBnds: Picv |  | Picv |  | Picv |  | Picv |  | Picv |  | Picv | Picv | Picv |  | Picv |  | Picv |  | Picv |  | Picv |  |  | Picv | Picv | 324 |  | 1 |  | Picv |  | best32. | best12. | Picv | c_b_Picv | Picv | CV% trombo's 7 graden (IAS) |  | CV of Intermediate Angle Scattering; Coefficient of variance of platelet complexity of intracellular structure | FCS test | PLT | laser 2 | light scatter |  | No
| Ppmn |  |  | Ppmn |  | Ppmn |  | Ppmn |  | Ppmn |  | Ppmn |  | Ppmn |  | Ppmn | outBnds: Ppmn; outBnds: Ppmn; outBnds: Ppmn; outBnds: Ppmn |  | Ppmn |  | Ppmn |  | Ppmn |  | Ppmn |  | Ppmn | Ppmn | Ppmn |  | Ppmn |  | Ppmn |  | Ppmn |  | Ppmn |  |  | Ppmn | Ppmn | 325 |  | 1 |  | Ppmn |  | best32. | best12. | Ppmn | c_b_Ppmn | Ppmn | mean trombo's 90 graden (PSS) |  | Polarized Side Scattering; platelet Lobularity/Granularity and nuclear lobularity | FCS test | PLT | laser 2 | light scatter |  | No
| Ppcv |  |  | Ppcv |  | Ppcv |  | Ppcv |  | Ppcv |  | Ppcv |  | Ppcv |  | Ppcv | outBnds: Ppcv; outBnds: Ppcv; outBnds: Ppcv; outBnds: Ppcv |  | Ppcv |  | Ppcv |  | Ppcv |  | Ppcv |  | Ppcv | Ppcv | Ppcv |  | Ppcv |  | Ppcv |  | Ppcv |  | Ppcv |  |  | Ppcv | Ppcv | 326 |  | 1 |  | Ppcv |  | best32. | best12. | Ppcv | c_b_Ppcv | Ppcv | CV% trombo's 90 graden (PSS) |  | CV of Polarized Side Scattering; Coefficient of variance of platelet Lobularity/Nuclear Segmentation | FCS test | PLT | laser 2 | light scatter |  | No
| Rbcimn | [6 empty] | Rbcimn |  |  |  | Rbcimn |  | Rbcimn |  | Rbcimn | [10 empty] | Rbcimn |  | Rbcimn |  | Rbcimn |  |  |  |  | Rbcimn |  |  | Rbcimn |  | Rbcimn |  | Rbcimn |  | Rbcimn |  |  | Rbcimn | Rbcimn | 327 |  | 1 |  | Rbcimn |  | best32. | best12. | Rbcimn | c_b_rbcimn |  | mean rbc 7 graden (IAS) |  | Intermediate Angle Scattering; red blood cell complexity of intracellular structure during reticulocyte measurement | FCS test | RBC | laser 2 | light scatter |  | No
| Rbcicv | [6 empty] | Rbcicv |  |  |  | Rbcicv |  | Rbcicv |  | Rbcicv | [10 empty] | Rbcicv |  | Rbcicv |  | Rbcicv |  |  |  |  | Rbcicv |  |  | Rbcicv |  | Rbcicv |  | Rbcicv |  | Rbcicv |  |  | Rbcicv | Rbcicv | 328 |  | 1 |  | Rbcicv |  | best32. | best12. | Rbcicv | c_b_rbcicv |  | CV% rbc 7 graden (IAS) |  | CV of Intermediate Angle Scattering; Coefficient of variance of red blood cell complexity of intracellular structure during reticulocyte measurement | FCS test | RBC | laser 2 | light scatter |  | No
| Rbcfmn | [6 empty] | Rbcfmn |  |  |  | Rbcfmn |  | Rbcfmn |  | Rbcfmn | [10 empty] | Rbcfmn |  | Rbcfmn |  | Rbcfmn |  |  |  |  | Rbcfmn |  |  | Rbcfmn |  | Rbcfmn |  | Rbcfmn |  | Rbcfmn |  |  | Rbcfmn | Rbcfmn | 329 |  | 1 |  | Rbcfmn |  | best32. | best12. | Rbcfmn | c_b_rbcfmn |  | mean rbc FL1 kanaal (FL1) |  | Position of RBC population during reticulocyte measurement on FL1 signal | FCS test | RBC | laser 2 | fluorescence FL1 |  | No
| Rbcfcv | [6 empty] | Rbcfcv |  |  |  | Rbcfcv |  | Rbcfcv |  | Rbcfcv | [10 empty] | Rbcfcv |  | Rbcfcv |  | Rbcfcv |  |  |  |  | Rbcfcv |  |  | Rbcfcv |  | Rbcfcv |  | Rbcfcv |  | Rbcfcv |  |  | Rbcfcv | Rbcfcv | 330 |  | 1 |  | Rbcfcv |  | best32. | best12. | Rbcfcv | c_b_rbcfcv |  | CV% rbc FL1 kanaal (FL1) |  | CV% of RBC population during reticulocyte measurement on FL1 signal | FCS test | RBC | laser 2 | fluorescence FL1 |  | No
| Rtcfmn | [6 empty] | Rtcfmn |  |  |  | Rtcfmn |  | Rtcfmn |  | Rtcfmn | [10 empty] | Rtcfmn |  | Rtcfmn |  | Rtcfmn |  |  |  |  | Rtcfmn |  |  | Rtcfmn |  | Rtcfmn |  | Rtcfmn |  | Rtcfmn |  |  | Rtcfmn | Rtcfmn | 331 |  | 1 |  | Rtcfmn |  | best32. | best12. | Rtcfmn | c_b_rtcfmn |  | mean reticulocyte FL1 kanaal |  | Position of Reticulocyte population during reticulocyte measurement on FL1 signal | FCS test | RETC | laser 2 | fluorescence FL1
| Rtcfcv | [6 empty] | Rtcfcv |  |  |  | Rtcfcv |  | Rtcfcv |  | Rtcfcv | [10 empty] | Rtcfcv |  | Rtcfcv |  | Rtcfcv |  |  |  |  | Rtcfcv |  |  | Rtcfcv |  | Rtcfcv |  | Rtcfcv |  | Rtcfcv |  |  | Rtcfcv | Rtcfcv | 332 |  | 1 |  | Rtcfcv |  | best32. | best12. | Rtcfcv | c_b_rtcfcv |  | CV% reticulocyte FL1 kanaal |  | CV% of Reticulocyte population during reticulocyte measurement on FL1 signal | FCS test | RETC | laser 2 | fluorescence FL1
| 61imn | [6 empty] | 61imn |  |  |  | 61imn |  | 61imn |  | 61imn | [10 empty] | 61imn |  | 61imn |  | 61imn | [7 empty] | 61imn |  | 61imn |  | 61imn |  | 61imn |  |  | 61imn | '61imn'n | 333 |  | 1 |  | '61imn'N |  | best32. | best12. | '61imn'N | c_b_61imn |  | mean cd61 7 graden (IAS) |  | Intermediate Angle Scattering; CD61 platelet complexity of intracellular structure | test result | PLT CD61 | laser 3 | light scatter + fluorescence |  | No
| 61icv | [6 empty] | 61icv |  |  |  | 61icv |  | 61icv |  | 61icv | [10 empty] | 61icv |  | 61icv |  | 61icv | [7 empty] | 61icv |  | 61icv |  | 61icv |  | 61icv |  |  | 61icv | '61icv'n | 334 |  | 1 |  | '61icv'N |  | best32. | best12. | '61icv'N | c_b_61icv |  | CV% cd61 7 graden (IAS) |  | CV of Intermediate Angle Scattering; Coefficient of variance of CD61 platelet complexity of intracellular structure | test result | PLT CD61 | laser 3 | light scatter + fluorescence |  | No
| 61fmn | [6 empty] | 61fmn |  |  |  | 61fmn |  | 61fmn |  | 61fmn | [10 empty] | 61fmn |  | 61fmn |  | 61fmn | [7 empty] | 61fmn |  | 61fmn |  | 61fmn |  | 61fmn |  |  | 61fmn | '61fmn'n | 335 |  | 1 |  | '61fmn'N |  | best32. | best12. | '61fmn'N | c_b_61fmn |  | mean cd61 FL3 kanaal (FL3) |  | DNA staining in CD61 platelets | test result | PLT CD61 | laser 3 | fluorescence FL3 |  | No
| 61fcv | [6 empty] | 61fcv |  |  |  | 61fcv |  | 61fcv |  | 61fcv | [10 empty] | 61fcv |  | 61fcv |  | 61fcv | [7 empty] | 61fcv |  | 61fcv |  | 61fcv |  | 61fcv |  |  | 61fcv | '61fcv'n | 336 |  | 1 |  | '61fcv'N |  | best32. | best12. | '61fcv'N | c_b_61fcv |  | CV% cd61 FL3 kanaal (FL3) |  | CV of DNA staining in CD61 platelets | test result | PLT CD61 | laser 3 | fluorescence FL3 |  | No
| 4mn1 | [6 empty] | 4mn1 |  |  |  | 4mn1 |  |  |  | 4mn1 | [10 empty] | 4mn1 |  |  |  | 4mn1 | [7 empty] | 4mn1 |  | 4mn1 |  | 4mn1 |  | 4mn1 |  |  | 4mn1 | 4mn1 | 337 |  | x |  | 4mn1N |  | best32. | best12. | 4mn1N |  |  | LvD: Not used by UMCU |  | LvD: Population statistics on CD3/4/8 monoclonal testing
| 4mn2 | [6 empty] | 4mn2 |  |  |  | 4mn2 |  |  |  | 4mn2 | [10 empty] | 4mn2 |  |  |  | 4mn2 | [7 empty] | 4mn2 |  | 4mn2 |  | 4mn2 |  | 4mn2 |  |  | 4mn2 | 4mn2 | 338 |  | x |  | 4mn2N |  | best32. | best12. | 4mn2N |  |  | LvD: Not used by UMCU |  | LvD: Population statistics on CD3/4/8 monoclonal testing
| 8mn1 | [6 empty] | 8mn1 |  |  |  | 8mn1 |  |  |  | 8mn1 | [10 empty] | 8mn1 |  |  |  | 8mn1 | [7 empty] | 8mn1 |  | 8mn1 |  | 8mn1 |  | 8mn1 |  |  | 8mn1 | 8mn1 | 339 |  | x |  | 8mn1N |  | best32. | best12. | 8mn1N |  |  | LvD: Not used by UMCU |  | LvD: Population statistics on CD3/4/8 monoclonal testing
| 8mn2 | [6 empty] | 8mn2 |  |  |  | 8mn2 |  |  |  | 8mn2 | [10 empty] | 8mn2 |  |  |  | 8mn2 | [7 empty] | 8mn2 |  | 8mn2 |  | 8mn2 |  | 8mn2 |  |  | 8mn2 | 8mn2 | 340 |  | x |  | 8mn2N |  | best32. | best12. | 8mn2N |  |  | LvD: Not used by UMCU |  | LvD: Population statistics on CD3/4/8 monoclonal testing
| 4cv1 | [6 empty] | 4cv1 |  |  |  | 4cv1 |  |  |  | 4cv1 | [10 empty] | 4cv1 |  |  |  | 4cv1 | [7 empty] | 4cv1 |  | 4cv1 |  | 4cv1 |  | 4cv1 |  |  | 4cv1 | 4cv1 | 341 |  | x |  | 4cv1N |  | best32. | best12. | 4cv1N |  |  | LvD: Not used by UMCU |  | LvD: Population statistics on CD3/4/8 monoclonal testing
| 4cv2 | [6 empty] | 4cv2 |  |  |  | 4cv2 |  |  |  | 4cv2 | [10 empty] | 4cv2 |  |  |  | 4cv2 | [7 empty] | 4cv2 |  | 4cv2 |  | 4cv2 |  | 4cv2 |  |  | 4cv2 | 4cv2 | 342 |  | x |  | 4cv2N |  | best32. | best12. | 4cv2N |  |  | LvD: Not used by UMCU |  | LvD: Population statistics on CD3/4/8 monoclonal testing
| 8cv1 | [6 empty] | 8cv1 |  |  |  | 8cv1 |  |  |  | 8cv1 | [10 empty] | 8cv1 |  |  |  | 8cv1 | [7 empty] | 8cv1 |  | 8cv1 |  | 8cv1 |  | 8cv1 |  |  | 8cv1 | 8cv1 | 343 |  | x |  | 8cv1N |  | best32. | best12. | 8cv1N |  |  | LvD: Not used by UMCU |  | LvD: Population statistics on CD3/4/8 monoclonal testing
| 8cv2 | [6 empty] | 8cv2 |  |  |  | 8cv2 |  |  |  | 8cv2 | [10 empty] | 8cv2 |  |  |  | 8cv2 | [7 empty] | 8cv2 |  | 8cv2 |  | 8cv2 |  | 8cv2 |  |  | 8cv2 | 8cv2 | 344 |  | x |  | 8cv2N |  | best32. | best12. | 8cv2N |  |  | LvD: Not used by UMCU |  | LvD: Population statistics on CD3/4/8 monoclonal testing
| s_Namn | [6 empty] | s_Namn |  |  |  | s_Namn |  |  |  | s_Namn | [10 empty] | s_Namn |  |  |  | s_Namn | [7 empty] | s_Namn |  | s_Namn |  | s_Namn |  | s_Namn |  |  | s_Namn | s_Namn | 345 |  | 1 |  | s_Namn |  | best32. | best12. | s_Namn |  |  | LvD: Not used by UMCU |  | CV of Axial Light Loss; Coefficient of variance of neutrophil size | ?
| s_Nacv | [6 empty] | s_Nacv |  |  |  | s_Nacv |  |  |  | s_Nacv | [10 empty] | s_Nacv |  |  |  | s_Nacv | [7 empty] | s_Nacv |  | s_Nacv |  | s_Nacv |  | s_Nacv |  |  | s_Nacv | s_Nacv | 346 |  | 1 |  | s_Nacv |  | best32. | best12. | s_Nacv |  |  | LvD: Not used by UMCU |  | Intermediate Angle Scattering; Neutrophil complexity of intracellular structure
| s_Nimn | [6 empty] | s_Nimn |  |  |  | s_Nimn |  |  |  | s_Nimn | [10 empty] | s_Nimn |  |  |  | s_Nimn | [7 empty] | s_Nimn |  | s_Nimn |  | s_Nimn |  | s_Nimn |  |  | s_Nimn | s_Nimn | 347 |  | 1 |  | s_Nimn |  | best32. | best12. | s_Nimn |  |  | LvD: Not used by UMCU |  | CV of Intermediate Angle Scattering; Coefficient of variance of neutrophil complexity of intracellular structure
| s_Nicv | [6 empty] | s_Nicv |  |  |  | s_Nicv |  |  |  | s_Nicv | [10 empty] | s_Nicv |  |  |  | s_Nicv | [7 empty] | s_Nicv |  | s_Nicv |  | s_Nicv |  | s_Nicv |  |  | s_Nicv | s_Nicv | 348 |  | 1 |  | s_Nicv |  | best32. | best12. | s_Nicv |  |  | LvD: Not used by UMCU |  | Polarized Side Scattering; Neutrophil Lobularity/Granularity and nuclear lobularity
| s_Npmn | [6 empty] | s_Npmn |  |  |  | s_Npmn |  |  |  | s_Npmn | [10 empty] | s_Npmn |  |  |  | s_Npmn | [7 empty] | s_Npmn |  | s_Npmn |  | s_Npmn |  | s_Npmn |  |  | s_Npmn | s_Npmn | 349 |  | 1 |  | s_Npmn |  | best32. | best12. | s_Npmn |  |  | LvD: Not used by UMCU |  | CV of Polarized Side Scattering; Coefficient of variance of Neutrophil Lobularity/Nuclear Segmentation
| s_Npcv | [6 empty] | s_Npcv |  |  |  | s_Npcv |  |  |  | s_Npcv | [10 empty] | s_Npcv |  |  |  | s_Npcv | [7 empty] | s_Npcv |  | s_Npcv |  | s_Npcv |  | s_Npcv |  |  | s_Npcv | s_Npcv | 350 |  | 1 |  | s_Npcv |  | best32. | best12. | s_Npcv |  |  | LvD: Not used by UMCU |  | Depolarized Side Scattering; Neutrophil Lobularity/Granularity and nuclear lobularity
| s_Ndmn | [6 empty] | s_Ndmn |  |  |  | s_Ndmn |  |  |  | s_Ndmn | [10 empty] | s_Ndmn |  |  |  | s_Ndmn | [7 empty] | s_Ndmn |  | s_Ndmn |  | s_Ndmn |  | s_Ndmn |  |  | s_Ndmn | s_Ndmn | 351 |  | 1 |  | s_Ndmn |  | best32. | best12. | s_Ndmn |  |  | LvD: Not used by UMCU |  | CV of Depolarized Side Scattering; Coefficient of variance of Neutrophil depolarization
| s_Ndcv | [6 empty] | s_Ndcv |  |  |  | s_Ndcv |  |  |  | s_Ndcv | [10 empty] | s_Ndcv |  |  |  | s_Ndcv | [7 empty] | s_Ndcv |  | s_Ndcv |  | s_Ndcv |  | s_Ndcv |  |  | s_Ndcv | s_Ndcv | 352 |  | 1 |  | s_Ndcv |  | best32. | best12. | s_Ndcv |  |  | LvD: Not used by UMCU |  | Fluorecent Channel 3; DNA staining in neutrophils
| s_Nfmn | [6 empty] | s_Nfmn |  |  |  | s_Nfmn |  |  |  | s_Nfmn | [10 empty] | s_Nfmn |  |  |  | s_Nfmn | [7 empty] | s_Nfmn |  | s_Nfmn |  | s_Nfmn |  | s_Nfmn |  |  | s_Nfmn | s_Nfmn | 353 |  | 1 |  | s_Nfmn |  | best32. | best12. | s_Nfmn |  |  | LvD: Not used by UMCU |  | CV of Fluorecent Channel 3; DNA staining in neutrophils
| s_Nfcv | [6 empty] | s_Nfcv |  |  |  | s_Nfcv |  |  |  | s_Nfcv | [10 empty] | s_Nfcv |  |  |  | s_Nfcv | [7 empty] | s_Nfcv |  | s_Nfcv |  | s_Nfcv |  | s_Nfcv |  |  | s_Nfcv | s_Nfcv | 354 |  | 1 |  | s_Nfcv |  | best32. | best12. | s_Nfcv |  |  | LvD: Not used by UMCU |  | Axial Light Loss; Mean lymphocyte size
| s_Lamn | [6 empty] | s_Lamn |  |  |  | s_Lamn |  |  |  | s_Lamn | [10 empty] | s_Lamn |  |  |  | s_Lamn | [7 empty] | s_Lamn |  | s_Lamn |  | s_Lamn |  | s_Lamn |  |  | s_Lamn | s_Lamn | 355 |  | 1 |  | s_Lamn |  | best32. | best12. | s_Lamn |  |  | LvD: Not used by UMCU |  | CV of Axial Light Loss; Coefficient of variance of lymphocyte size
| s_Lacv | [6 empty] | s_Lacv |  |  |  | s_Lacv |  |  |  | s_Lacv | [10 empty] | s_Lacv |  |  |  | s_Lacv | [7 empty] | s_Lacv |  | s_Lacv |  | s_Lacv |  | s_Lacv |  |  | s_Lacv | s_Lacv | 356 |  | 1 |  | s_Lacv |  | best32. | best12. | s_Lacv |  |  | LvD: Not used by UMCU |  | Intermediate Angle Scattering; lymphocyte complexity of intracellular structure
| s_Limn | [6 empty] | s_Limn |  |  |  | s_Limn |  |  |  | s_Limn | [10 empty] | s_Limn |  |  |  | s_Limn | [7 empty] | s_Limn |  | s_Limn |  | s_Limn |  | s_Limn |  |  | s_Limn | s_Limn | 357 |  | 1 |  | s_Limn |  | best32. | best12. | s_Limn |  |  | LvD: Not used by UMCU |  | CV of Intermediate Angle Scattering; Coefficient of variance of lymphocyte complexity of intracellular structure
| s_Licv | [6 empty] | s_Licv |  |  |  | s_Licv |  |  |  | s_Licv | [10 empty] | s_Licv |  |  |  | s_Licv | [7 empty] | s_Licv |  | s_Licv |  | s_Licv |  | s_Licv |  |  | s_Licv | s_Licv | 358 |  | 1 |  | s_Licv |  | best32. | best12. | s_Licv |  |  | LvD: Not used by UMCU |  | Intermediate Angle Scattering; platelet complexity of intracellular structure
| s_Pimn | [6 empty] | s_Pimn |  |  |  | s_Pimn |  |  |  | s_Pimn | [10 empty] | s_Pimn |  |  |  | s_Pimn | [7 empty] | s_Pimn |  | s_Pimn |  | s_Pimn |  | s_Pimn |  |  | s_Pimn | s_Pimn | 359 |  | 1 |  | s_Pimn |  | best32. | best12. | s_Pimn |  |  | LvD: Not used by UMCU |  | CV of Intermediate Angle Scattering; Coefficient of variance of platelet complexity of intracellular structure
| s_Picv | [6 empty] | s_Picv |  |  |  | s_Picv |  |  |  | s_Picv | [10 empty] | s_Picv |  |  |  | s_Picv | [7 empty] | s_Picv |  | s_Picv |  | s_Picv |  | s_Picv |  |  | s_Picv | s_Picv | 360 |  | 1 |  | s_Picv |  | best32. | best12. | s_Picv |  |  | LvD: Not used by UMCU |  | Polarized Side Scattering; platelet Lobularity/Granularity and nuclear lobularity
| s_Ppmn | [6 empty] | s_Ppmn |  |  |  | s_Ppmn |  |  |  | s_Ppmn | [10 empty] | s_Ppmn |  |  |  | s_Ppmn | [7 empty] | s_Ppmn |  | s_Ppmn |  | s_Ppmn |  | s_Ppmn |  |  | s_Ppmn | s_Ppmn | 361 |  | 1 |  | s_Ppmn |  | best32. | best12. | s_Ppmn |  |  | LvD: Not used by UMCU |  | CV of Polarized Side Scattering; Coefficient of variance of platelet Lobularity/Nuclear Segmentation
| s_Ppcv | [6 empty] | s_Ppcv |  |  |  | s_Ppcv |  |  |  | s_Ppcv | [10 empty] | s_Ppcv |  |  |  | s_Ppcv | [7 empty] | s_Ppcv |  | s_Ppcv |  | s_Ppcv |  | s_Ppcv |  |  | s_Ppcv | s_Ppcv | 362 |  | 1 |  | s_Ppcv |  | best32. | best12. | s_Ppcv |  |  | LvD: Not used by UMCU |  | Intermediate Angle Scattering; red blood cell complexity of intracellular structure during reticulocyte measurement
| s_Rbcimn | [6 empty] | s_Rbcimn |  |  |  | s_Rbcimn |  |  |  | s_Rbcimn | [10 empty] | s_Rbcimn |  |  |  | s_Rbcimn | [7 empty] | s_Rbcimn |  | s_Rbcimn |  | s_Rbcimn |  | s_Rbcimn |  |  | s_Rbcimn | s_Rbcimn | 363 |  | 1 |  | s_Rbcimn |  | best32. | best12. | s_Rbcimn |  |  | LvD: Not used by UMCU |  | CV of Intermediate Angle Scattering; Coefficient of variance of red blood cell complexity of intracellular structure during reticulocyte measurement
| s_Rbcicv | [6 empty] | s_Rbcicv |  |  |  | s_Rbcicv |  |  |  | s_Rbcicv | [10 empty] | s_Rbcicv |  |  |  | s_Rbcicv | [7 empty] | s_Rbcicv |  | s_Rbcicv |  | s_Rbcicv |  | s_Rbcicv |  |  | s_Rbcicv | s_Rbcicv | 364 |  | 1 |  | s_Rbcicv |  | best32. | best12. | s_Rbcicv |  |  | LvD: Not used by UMCU |  | Position of RBC population during reticulocyte measurement on FL1 signal
| s_Rbcfmn | [6 empty] | s_Rbcfmn |  |  |  | s_Rbcfmn |  |  |  | s_Rbcfmn | [10 empty] | s_Rbcfmn |  |  |  | s_Rbcfmn | [7 empty] | s_Rbcfmn |  | s_Rbcfmn |  | s_Rbcfmn |  | s_Rbcfmn |  |  | s_Rbcfmn | s_Rbcfmn | 365 |  | 1 |  | s_Rbcfmn |  | best32. | best12. | s_Rbcfmn |  |  | LvD: Not used by UMCU |  | CV% of RBC population during reticulocyte measurement on FL1 signal
| s_Rbcfcv | [6 empty] | s_Rbcfcv |  |  |  | s_Rbcfcv |  |  |  | s_Rbcfcv | [10 empty] | s_Rbcfcv |  |  |  | s_Rbcfcv | [7 empty] | s_Rbcfcv |  | s_Rbcfcv |  | s_Rbcfcv |  | s_Rbcfcv |  |  | s_Rbcfcv | s_Rbcfcv | 366 |  | 1 |  | s_Rbcfcv |  | best32. | best12. | s_Rbcfcv |  |  | LvD: Not used by UMCU |  | Position of Reticulocyte population during reticulocyte measurement on FL1 signal
| s_Rtcfmn | [6 empty] | s_Rtcfmn |  |  |  | s_Rtcfmn |  |  |  | s_Rtcfmn | [10 empty] | s_Rtcfmn |  |  |  | s_Rtcfmn | [7 empty] | s_Rtcfmn |  | s_Rtcfmn |  | s_Rtcfmn |  | s_Rtcfmn |  |  | s_Rtcfmn | s_Rtcfmn | 367 |  | 1 |  | s_Rtcfmn |  | best32. | best12. | s_Rtcfmn |  |  | LvD: Not used by UMCU |  | CV% of Reticulocyte population during reticulocyte measurement on FL1 signal | ?
| s_Rtcfcv | [6 empty] | s_Rtcfcv |  |  |  | s_Rtcfcv |  |  |  | s_Rtcfcv | [10 empty] | s_Rtcfcv |  |  |  | s_Rtcfcv | [7 empty] | s_Rtcfcv |  | s_Rtcfcv |  | s_Rtcfcv |  | s_Rtcfcv |  |  | s_Rtcfcv | s_Rtcfcv | 368 |  | 1 |  | s_Rtcfcv |  | best32. | best12. | s_Rtcfcv |  |  | LvD: Not used by UMCU |  | Population statistics on CD3/4/8 monoclonal testing
| s_61imn | [6 empty] | s_61imn |  |  |  | s_61imn |  |  |  | s_61imn | [10 empty] | s_61imn |  |  |  | s_61imn | [7 empty] | s_61imn |  | s_61imn |  | s_61imn |  | s_61imn |  |  | s_61imn | s_61imn | 369 |  | 1 |  | s_61imn |  | best32. | best12. | s_61imn | c_s_61imn |  | LvD: Not used by UMCU |  | Population statistics on CD3/4/8 monoclonal testing | test suspect
| s_61icv | [6 empty] | s_61icv |  |  |  | s_61icv |  |  |  | s_61icv | [10 empty] | s_61icv |  |  |  | s_61icv | [7 empty] | s_61icv |  | s_61icv |  | s_61icv |  | s_61icv |  |  | s_61icv | s_61icv | 370 |  | 1 |  | s_61icv |  | best32. | best12. | s_61icv | c_s_61icv |  | LvD: Not used by UMCU |  | Population statistics on CD3/4/8 monoclonal testing | test suspect
| s_61fmn | [6 empty] | s_61fmn |  |  |  | s_61fmn |  |  |  | s_61fmn | [10 empty] | s_61fmn |  |  |  | s_61fmn | [7 empty] | s_61fmn |  | s_61fmn |  | s_61fmn |  | s_61fmn |  |  | s_61fmn | s_61fmn | 371 |  | 1 |  | s_61fmn |  | best32. | best12. | s_61fmn | c_s_61fmn |  | LvD: Not used by UMCU |  | Population statistics on CD3/4/8 monoclonal testing | test suspect
| s_61fcv | [6 empty] | s_61fcv |  |  |  | s_61fcv |  |  |  | s_61fcv | [10 empty] | s_61fcv |  |  |  | s_61fcv | [7 empty] | s_61fcv |  | s_61fcv |  | s_61fcv |  | s_61fcv |  |  | s_61fcv | s_61fcv | 372 |  | 1 |  | s_61fcv |  | best32. | best12. | s_61fcv | c_s_61fcv |  | LvD: Not used by UMCU |  | Population statistics on CD3/4/8 monoclonal testing | test suspect
| s_4mn1 | [6 empty] | s_4mn1 |  |  |  | s_4mn1 |  |  |  | s_4mn1 | [10 empty] | s_4mn1 |  |  |  | s_4mn1 | [7 empty] | s_4mn1 |  | s_4mn1 |  | s_4mn1 |  | s_4mn1 |  |  | s_4mn1 | s_4mn1 | 373 |  |  |  | s_4mn1 |  | best32. | best12. | s_4mn1 |  |  | LvD: Not used by UMCU |  | Population statistics on CD3/4/8 monoclonal testing
| s_4mn2 | [6 empty] | s_4mn2 |  |  |  | s_4mn2 |  |  |  | s_4mn2 | [10 empty] | s_4mn2 |  |  |  | s_4mn2 | [7 empty] | s_4mn2 |  | s_4mn2 |  | s_4mn2 |  | s_4mn2 |  |  | s_4mn2 | s_4mn2 | 374 |  |  |  | s_4mn2 |  | best32. | best12. | s_4mn2 |  |  | LvD: Not used by UMCU |  | Population statistics on CD3/4/8 monoclonal testing
| s_8mn1 | [6 empty] | s_8mn1 |  |  |  | s_8mn1 |  |  |  | s_8mn1 | [10 empty] | s_8mn1 |  |  |  | s_8mn1 | [7 empty] | s_8mn1 |  | s_8mn1 |  | s_8mn1 |  | s_8mn1 |  |  | s_8mn1 | s_8mn1 | 375 |  |  |  | s_8mn1 |  | best32. | best12. | s_8mn1 |  |  | LvD: Not used by UMCU |  | Population statistics on CD3/4/8 monoclonal testing
| s_8mn2 | [6 empty] | s_8mn2 |  |  |  | s_8mn2 |  |  |  | s_8mn2 | [10 empty] | s_8mn2 |  |  |  | s_8mn2 | [7 empty] | s_8mn2 |  | s_8mn2 |  | s_8mn2 |  | s_8mn2 |  |  | s_8mn2 | s_8mn2 | 376 |  |  |  | s_8mn2 |  | best32. | best12. | s_8mn2 |  |  | LvD: Not used by UMCU |  | Population statistics on CD3/4/8 monoclonal testing
[8 empty] | 4cv1 |  |  |  | 4cv1 |  |  |  | 4cv1 | [10 empty] | 4cv1 |  |  |  | 4cv1 | [7 empty] | 4cv1 |  | 4cv1 |  | 4cv1 |  | 4cv1 |  |  | 4cv1 | 4cv1 | 377 |  | x |  | 4cv1N |  | best32. | best12. | 4cv1N |  |  | LvD: Not used by UMCU |  | Population statistics on CD3/4/8 monoclonal testing
[8 empty] | 4cv2 |  |  |  | 4cv2 |  |  |  | 4cv2 | [10 empty] | 4cv2 |  |  |  | 4cv2 | [7 empty] | 4cv2 |  | 4cv2 |  | 4cv2 |  | 4cv2 |  |  | 4cv2 | 4cv2 | 378 |  | x |  | 4cv2N |  | best32. | best12. | 4cv2N |  |  | LvD: Not used by UMCU |  | Population statistics on CD3/4/8 monoclonal testing
[8 empty] | 8cv1 |  |  |  | 8cv1 |  |  |  | 8cv1 | [10 empty] | 8cv1 |  |  |  | 8cv1 | [7 empty] | 8cv1 |  | 8cv1 |  | 8cv1 |  | 8cv1 |  |  | 8cv1 | 8cv1 | 379 |  | x |  | 8cv1N |  | best32. | best12. | 8cv1N |  |  | LvD: Not used by UMCU |  | Population statistics on CD3/4/8 monoclonal testing
[8 empty] | 8cv2 |  |  |  | 8cv2 |  |  |  | 8cv2 | [10 empty] | 8cv2 |  |  |  | 8cv2 | [7 empty] | 8cv2 |  | 8cv2 |  | 8cv2 |  | 8cv2 |  |  | 8cv2 | 8cv2 | 380 |  | x |  | 8cv2N |  | best32. | best12. | 8cv2N |  |  | LvD: Not used by UMCU |  | Population statistics on CD3/4/8 monoclonal testing
|  |  |  | dsCBCOutRange | dsCBCOutRange | dsCBCOutRange |  |  |  | dsCBCOutRange |  |  |  | dsCBCOutRange |  |  | dsCBCOutRange | dsCBCOutRange | dsCBCOutRange | dsCBCOutRange | dsCBCOutRange | dsCBCOutRange | dsCBCOutRange |  | dsCBCOutRange |  |  |  | dsCBCOutRange |  |  | dsCBCOutRange | dsCBCOutRange | dsCBCOutRange | dsCBCOutRange | dsCBCOutRange | [13 empty] | 381 | 2 |  |  | dsCBCOutRange |  |  |  | dsCBCOutRange
[50 empty] | 382 | [7 empty] | 0
|  |  |  | noSep | noSep | noSep |  |  |  | noSep | [6 empty] | noSep | noSep | noSep | noSep | noSep | noSep | noSep |  | noSep |  |  |  | noSep |  |  | noSep | noSep | noSep | noSep |  | noSep | [12 empty] | 383 |  | 1 |  | noSep |  | best32. | best12. | noSep | c_Alrt_noSep | noSep | alarm unable to find clear separation between WBC subpopulations | ja (=1) of nee (=0) | Alert: no separation 2 or more WBC populations, some WBC parameters invalid | test alert | WBC
|  |  |  | unClass | unClass | unClass |  |  |  | unClass | [6 empty] | unClass | unClass | unClass | unClass | unClass | unClass | unClass |  | unClass |  |  |  | unClass |  |  | unClass | unClass | unClass | unClass |  | unClass | [12 empty] | 384 |  | 1 |  | unClass |  | best32. | best12. | unClass | c_Alrt_unClass | unClass | alarm number of WBC events out-of bounds greater than preset limits | ja (=1) of nee (=0) | Alert: no WBC diff separation, all WBC dif parameters and sometimes some WBC parameters are invalid | test alert | WBC
[50 empty] | 385 | [7 empty] | 0
|  |  |  | eosIG | eosIG | eosIG |  |  |  | eosIG | [6 empty] | eosIG | eosIG | eosIG | eosIG | eosIG | eosIG | eosIG |  | eosIG |  |  |  | eosIG |  |  | eosIG | eosIG | eosIG | eosIG |  | eosIG | [12 empty] | 386 |  | 1 |  | eosIG |  | best32. | best12. | eosIG | c_Alrt_eosIG | eosIG | alarm eos in gebied van IG's |  |  | test alert
[50 empty] | 387 | [7 empty] | 0
|  |  |  | wbcKInt | wbcKInt | wbcKInt | [10 empty] | wbcKInt | wbcKInt | wbcKInt | wbcKInt | wbcKInt | wbcKInt | wbcKInt |  | wbcKInt | [6 empty] | wbcKInt | wbcKInt | wbcKInt | wbcKInt | wbcKInt | wbcKInt | [12 empty] | 388 |  | 1 |  | wbcKInt |  | best32. | best12. | wbcKInt | c_wbcKInt | wbcKInt | ? |  | ? | ?
|  |  |  | wbcSInt | wbcSInt | wbcSInt | [10 empty] | wbcSInt | wbcSInt | wbcSInt | wbcSInt | wbcSInt | wbcSInt | wbcSInt |  | wbcSInt | [6 empty] | wbcSInt | wbcSInt | wbcSInt | wbcSInt |  | wbcSInt | [12 empty] | 389 |  | 1 |  | wbcSInt |  | best32. | best12. | wbcSInt | c_wbcSInt | wbcSInt | ? |  | ? | ?
[35 empty] | Dr |  | Dr | [12 empty] | 390 | bar: outBnds; outBnds
[53 empty] | 1 | c_b_hb |  | best32. | best12. | c_b_hb | c_b_hb |  | Hb uitslag (in SI eenheden) |  | Hemoglobin NL units | test result | RBC | HGB channel | absorption spectrofotometry | Yes | Hb-BL | Hemoglobine | mmol/L | mmol/L | c_b_hb=0.6206 * c_b_Hgb_usa; kan ook uit bloedgas/POC komen | 1
[53 empty] | 1 | c_b_MCH |  | best32. | best12. | c_b_MCH | c_b_MCH |  |  |  | Mean Corpuscular Hemoglobin (MCH) | test result | RBC | calculated from various sources | if RBCi >0 then c_b_mch= c_b_hb / RBCi; | Yes | MCH-BL | MCH | fmol |  |  | 1
[53 empty] | 1 | c_b_mchc |  | best32. | best12. | c_b_mchc | c_b_mchc |  |  |  | Mean Corpuscular Hemoglobin Concentration (MCHC) | test result | RBC | calculated from various sources | if hct > 0 then c_b_mchc= c_b_hb / hct; | Yes | MCHC-BL | MCHC | mmol/L |  |  | 1
[53 empty] | 1 | Sum_err |  | best32. | best12. | Sum_err | Sum_err |  |  |  | Number System Errors/ Tech failures | technical Failure
[53 empty] | 1 | LogicDelete |  | best32. | best12. | LogicDelete | LogicDelete |  |  |  | Record Marked for Deletion | technical Failure
ja (=1) of nee (=0)
[14 empty] | noSep | [47 empty] | ja (=1) of nee (=0)
[14 empty] | unClass | [47 empty] | ja (=1) of nee (=0)
ja (=1) of nee (=0)
[14 empty] | eosIG | [47 empty] | ja (=1) of nee (=0)
ja (=1) of nee (=0)
[59 empty] | c_machine | sernum | nummer van de analyzer waarop de bepaling is verricht | De dataset bevat uitslagen van 7 verschillende Cell-Dyn analyzers.
c_dr
[59 empty] | c_csvFile | bestand | csv bestandsnaam
[59 empty] | c_csvMapJaar | mapjaar | lokatie van record jaar
[59 empty] | c_csvMapMnd | mapmnd | lokatie van record maand
[59 empty] | c_csvType | rectype | export versie | er zijn verschillende exports geweest
[59 empty] | c_asp_nr |  | aantal keer dat monster gemeten is
[59 empty] | c_swver | swver | software versie
[59 empty] | c_asp_date | Datum | Dag van bepaling | format dd-mm-yy
[59 empty] | c_asp_time | Tijd | Bepalingstijd | format hh:mm:ss
[59 empty] | c_lab_dt |  | afnamedatum en tijd
[59 empty] | c_specID | c_specID | specimenID
[59 empty] | c_seq | c_seq | Sequencenumber
[59 empty] | fcs_id |  | Unieke celdyn ID | analyser-datum-tijd-seq, is de naam van de bijbehorende FCSfile
[59 empty] | upod_Id | Pat_id | UPOD patiëntcode | De UPOD patiëntcode is 7 tekens lang.
[59 empty] | c_lab_date |  | afnamedatum
[59 empty] | c_lab_time |  | afname tijd
[59 empty] | c_lab_dep | Afdeling | Afdelingscode | Codes voor afdelingen staan in het referentiebestand ref_departments_umcu_12042005.xls
[59 empty] | c_lab_id | Monster_nr | Monsternummer | 7-cijferig toegewezen door laboratorium. Komt overeen met het monsternummer is Labzis.
gebdat
[59 empty] | sexe |  | gender 0=male 1=female

## newLabels
sasnaam | OudeCelldynSasnaam | OudeCelldynInputNaam | OudeCelldynContent | OudeCelldynOpmerkingen | label | unit | Explanation
Seq |  |  |  |  | Sequencenumber
Aspiration_dt |  |  |  |  | Aspiration_dt
SerNum |  |  |  |  | Analyser name
SWVer |  |  |  |  | Software version DLE
BarCode |  |  |  |  | BarCode sample
RackNum |  |  |  |  | RackNum sample
TubePos |  |  |  |  | TubePosition
OpID
SpecID |  |  |  |  | specimenID
CBC | c_mode_cbc | CBC | monster geanalyseerd in CBC mode | ja (=1) of nee (=0) (staat in FCS in testID) | Sample analysed in CBC mode |  | 0 to 7, see print, DLE algorithm uses different cut-off depending on lysis duration
rtcTest | c_mode_rtc | rtcTest | monster geanalyseerd in reti mode | ja (=1) of nee (=0) (staat in FCS in testID) | Sample analysed in Reti mode
CD61Test | c_mode_cd61 | CD61Test | monster geanalyseerd in CD61 mode | ja (=1) of nee (=0) (staat in FCS in testID) | Sample analysed in CD61 mode
CD348Test |  |  |  |  | Sample analysed in CD3/4/8 mode
xLyse | c_mode_xLyse | xLyse | monster geanalyseerd in resistant mode | ja (=1) of nee (=0) (staat in FCS in testID) | Sample analysed in Resistant RBC (extended lysis) mode
xCnt | c_mode_xCnt | xCnt | monster geanalyseerd in CBC extended count mode | ja (=1) of nee (=0) | Sample analysed in Extended WBC count mode
CSFTest |  |  |  |  | Sample analysed in CSF (non blood) mode |  | non-whole blood (CSF) specimen
WBCFlowTest |  |  |  |  | Sample analysed in WBC flow and CBC_WBC extended count mode
RBCFlowTest |  |  |  |  | Sample analysed in RBC Flow mode
PLTFlowTest |  |  |  |  | Sample analysed in PLT Flow and CBC_WBC extended count mode
Mode | c_mode | Mode | Modus waarin de bepaling is uitgevoerd | open (=1) dan is er met de hand een monster ingezet, of closed (=0) (automatisch worden de monsters aangeboden) | Run in manual sample insert Open (=1) or automatic sample insert closed (=0) mode
fixedCells | c_fixedCells | fixedCells | monster geanalyseerd als fixed cells | ja (=1) of nee (=0) | Sample analysed as fixed cells
Clin |  |  |  |  | ? |  | ?
WBC | c_b_wbc | WBC | aantal leukocyten |  | White Blood Cell Count
WVF | c_b_wvf | WVF | viability faktor leucocyten, % cellen intact |  | White cell viability fraction | % | The WVF of the Cell-Dyn 4000 is based on fluorescent dye exclusion by viable leukocytes, which declines during storage
NEU | c_b_neu | NEU | neutrofielen
SEG | c_b_seg | SEG | segmenten
BND | c_b_bnd | BND | staven
IG | c_b_ig | IG | immature granulocyten
LYM | c_b_lym | LYM | lymfocyten
LYMe | c_b_lyme | LYMe | abs Conc lymfocyten als opgesplitst in lym en vlym | absolute Concentratie lymfocyten indien lymfocyten opgesplitst worden in lym en vlym
VLYM | c_b_vlym | VLYM | absolute concentratie atypische lymfocyten
MON | c_b_mon | MON | monocyten
MONe | c_b_mone | MONe | abs conc monocyten als opgesplitst in mon en blast | absolute concentratie monocyten indien monocyten opgesplitst worden in mon en blast
BLST | c_b_blst | BLST | absolute concentratie blasten
EOS | c_b_eos | EOS | eosinofiele granulocyten
BAS | c_b_bas | BAS | basofiele granulocyten
NRBC | c_b_nrbc | NRBC | erytroblasten
pNEU | c_b_pneu | pNEU | procentueel aantal neutro's
pSEG | c_b_pseg | pSEG | procentueel aantal segmenten
pBND | c_b_pbnd | pBND | procentueel aantal staven
pIG | c_b_pig | pIG | procentueel aantal immature granulocyten
pLYM | c_b_plym | pLYM | procentueel aantal lymfocyten
pLYMe | c_b_plyme | pLYMe | proc conc lymfocyten als opgesplitst in lym en vlym | procentuele concentratie lymfocyten indien lymfocyten opgesplitst worden in lym en vlym
pVLYM | c_b_pvlym | pVLYM | procentuele concentratie atypische lymfocyten
pMON | c_b_pmon | pMON | procentueel aantal monocyten
pMONe | c_b_pmone | pMONe | proc conc monocyten als opgesplitst in mon en blasten | procentuele concentratie monocyten indien monocyten opgesplitst worden in monocyten en blasten
pBLST | c_b_pblst | pBLST | procentueel aantal blasten
pEOS | c_b_peos | pEOS | procentueel aantal eosinofiele granulocyten
pBAS | c_b_pbas | pBAS | procentueel aantal basofiele granulocyten
pNRBC | c_b_pnrbc | pNRBC | procentueel aantal erytroblasten per 100 WBC
s_WBC | c_s_wbc | s_WBC | suspect vlag aanwezig
s_WVF | c_s_wvf | s_WVF | suspect vlag aanwezig
s_NEU | c_s_neu | s_NEU | suspect vlag aanwezig
s_SEG | c_s_seg | s_SEG | suspect vlag aanwezig
s_BND | c_s_bnd | s_BND | suspect vlag aanwezig
s_IG | c_s_ig | s_IG | suspect vlag aanwezig
s_LYM | c_s_lym | s_LYM | suspect vlag aanwezig
s_LYMe | c_s_lyme | s_LYMe | suspect vlag aanwezig
s_VLYM | c_s_vlym | s_VLYM | suspect vlag aanwezig
s_MON | c_s_mon | s_MON | suspect vlag aanwezig
s_MONe | c_s_mone | s_MONe | suspect vlag aanwezig
s_BLST | c_s_blst | s_BLST | suspect vlag aanwezig
s_EOS | c_s_eos | s_EOS | suspect vlag aanwezig
s_BAS | c_s_bas | s_BAS | suspect vlag aanwezig
s_NRBC | c_s_nrbc | s_NRBC | suspect vlag aanwezig
s_pNEU | c_s_pneu | s_pNEU | suspect vlag aanwezig ,
s_pSEG | c_s_pseg | s_pSEG | suspect vlag aanwezig
s_pBND | c_s_pbnd | s_pBND | suspect vlag aanwezig
s_pIG | c_s_pig | s_pIG | suspect vlag aanwezig
s_pLYM | c_s_plym | s_pLYM | suspect vlag aanwezig
s_pLYMe | c_s_plyme | s_pLYMe | suspect vlag aanwezig
s_pVLYM | c_s_pvlym | s_pVLYM | suspect vlag aanwezig
s_pMON | c_s_pmon | s_pMON | suspect vlag aanwezig
s_pMONe | c_s_pmone | s_pMONe | suspect vlag aanwezig
s_pBLST | c_s_pblst | s_pBLST | suspect vlag aanwezig
s_pEOS | c_s_peos | s_pEOS | suspect vlag aanwezig
s_pBAS | c_s_pbas | s_pBAS | suspect vlag aanwezig
s_pNRBC | c_s_pnrbc | s_pNRBC | suspect vlag aanwezig
dsCBCOutRange | c_OutR_cbc | dsCBCOutRange | out of the validated range FDA approval
outBnds | c_outBnds | outBnds | ?
rrbcAlrt | c_Alrt_rrbc | rrbcAlrt | alarm voor resistente erytrocyten | ja (=1) of nee (=0)
wbcCnt | c_Cnt_wbc | wbcCnt | WBC count rate violation alarm
wbcAlrt | c_Alrt_wbc | wbcAlrt | alarm mbt WBC parameter | ja (=1) of nee (=0)
difAlrt | c_Alrt_dif | difAlrt | alarm mbt de differentiatie | ja (=1) of nee (=0)
wvfAlrt | c_Alrt_wvf | wvfAlrt | alarm voor non viable WBC's | ja (=1) of nee (=0)
fpAlrt | c_Alrt_fp | fpAlrt | alarm voor fluorescent particles | ja (=1) of nee (=0)
bndAlrt | c_Alrt_bnd | bndAlrt | alarm voor staven | ja (=1) of nee (=0)
igAlrt | c_Alrt_ig | igAlrt | alarm voor immature granulocyten | ja (=1) of nee (=0)
blstAlrt | c_Alrt_blst | blstAlrt | alarm voor blasten | ja (=1) of nee (=0)
vlymAlrt | c_Alrt_vlym | vlymAlrt | alarm voor atypische lymfocyten | ja (=1) of nee (=0)
bndAlrtQ | c_AlrtQ_bnd | bndAlrtQ | betrouwbaarheidindex staven
igAlrtQ | c_AlrtQ_ig | igAlrtQ | betrouwbaarheidindex immature granulocyten
blstAlrtQ | c_AlrtQ_blst | blstAlrtQ | betrouwbaarheidindex blasten
vlymAlrtQ | c_AlrtQ_vlym | vlymAlrtQ | betrouwbaarheidindex atypische lymfocyten
fpAlrtQ | c_AlrtQ_fp | fpAlrtQ | betrouwbaarheidindex fluorescent particles
pltCmpAlrt | c_Alrt_wbc_pltcmp | pltCmpAlrt | alarm voor tromboklonten
fpLess | c_fpLess | fpLess | Fluorescent particles less | vlag, 0/1
fpGrt | c_fpGrt | fpGrt | fluorescent particles grt
pltClump | c_Alrt_pltcmp2 | pltClump | alarm known interference with WBC results, likely due to plt clumping | ja (=1) of nee (=0)
RBCi | c_b_rbci | RBCi | RBC impedantie uitslag | Staat in mirador
RBCo | c_b_rbco | RBCo | RBC optische uitslag
HGB | c_b_hgb_usa | HGB | Hb uitslag (in USA eenheden)
MCV | c_b_mcv | MCV | MCV uitslag
RDW | c_b_rdw | RDW | RDW uitslag
pMIC | c_b_pMIC |  | percent of RBCs with volume less than 60 fL
pMAC | c_b_pMAC |  | percent of RBCs with volume greater than 120 fL
MCH | c_b_mch_Usa | MCH | MCH uitslag (in USA eenheden)
MCHC | c_b_mchc_usa | MCHC | MCHC uitslag (in USA eenheden)
HCT | c_b_ht | HCT | Hematocriet uitslag
PLT
PLTo | c_b_plto | PLTo | PLT optische uitslag | Staat in mirador
PLTi | c_b_plti | PLTi | PLT impedantie uitslag
MPV | c_b_mpv | MPV | MPV uitslag
PCT | c_b_pct | PCT | PCT uitslag
PDW | c_b_pdw | PDW | PDW uitslag
s_RBCi | c_s_rbci | s_RBCi | suspect vlag aanwezig
s_RBCo | c_s_rbco | s_RBCo | suspect vlag aanwezig
s_HGB | c_s_hb | s_HGB | suspect vlag aanwezig
s_MCV | c_s_mcv | s_MCV | suspect vlag aanwezig
s_RDW | c_s_rdw | s_RDW | suspect vlag aanwezig
s_MCH | c_s_mch | s_MCH | suspect vlag aanwezig
s_MCHC | c_s_mchc | s_MCHC | suspect vlag aanwezig
s_HCT | c_s_ht | s_HCT | suspect vlag aanwezig
s_PLT | c_s_plt | s_PLT | suspect vlag aanwezig
s_PLTo | c_s_plto | s_PLTo | suspect vlag aanwezig
s_PLTi | c_s_plti | s_PLTi | suspect vlag aanwezig
s_MPV | c_s_mpv | s_MPV | suspect vlag aanwezig
s_PCT | c_s_pct | s_PCT | suspect vlag aanwezig
s_PDW | c_s_pdw | s_PDW | suspect vlag aanwezig
rbcDlta | c_Alrt_rbcDlta | rbcDlta | RiC/ROC alarm discrepantie tussen de impedantie en de optische meting rbc | ja (=1) of nee (=0)
pltDlta | c_Alrt_pltDlta | pltDlta | PiC/POC alarm discrepantie tussen de impedantie en de optische meting plt | ja (=1) of nee (=0)
SpMismatch
rbcCnt | c_cnt_rbc | rbcCnt | RBC impedence count rate violation alarm | ja (=1) of nee (=0)
pltiCnt | c_cnt_plti | pltiCnt | PLT impedence count rate violation alarm | ja (=1) of nee (=0)
pltoCnt | c_cnt_plto | pltoCnt | PLT optical count rate violation alarm | ja (=1) of nee (=0)
rbcAlrt | c_Alrt_rbc | rbcAlrt | alarm RBC | ja (=1) of nee (=0)
pltAlrt | c_Alrt_plt | pltAlrt | alarm plt | ja (=1) of nee (=0)
hgbAlrt | c_Alrt_hb | hgbAlrt | alarm HB | ja (=1) of nee (=0)
assym | c_Alrt_rbc_assym | assym | alarm voor asymetrische RBC curve | ja (=1) of nee (=0)
pltClump | c_Alrt_rbc_pltCmp2 | PltClump2 | alarm voor tromboklonten, telling waarschijnlijk onbetrouwbaar | ja (=1) of nee (=0)
lri | c_Alrt_lri | lri | alarm voor interferentie PLTi in gebied 1-3 fl | ja (=1) of nee (=0)
uri | c_Alrt_uri | uri | alarm voor interferentie PLTi in gebied tussen PLT en RBC partikels die de impedantie verstoren | ja (=1) of nee (=0)
optlri | c_Alrt_optlri | optlri | alarm voor interferentie aan linkerkant PLTo populatie | ja (=1) of nee (=0)
opturi | c_Alrt_opturi | opturi | alarm voor interferentie rechterkant PLTo populatie | ja (=1) of nee (=0)
RETC | c_b_retc | RETC | absoluut aantal reticulocyten
pRETC | c_b_pretc | pRETC | percentage reticulocyten
IRF | c_b_irf | IRF | immature reticulocyte fraction
pHPO | c_b_pHPO |  | percent of RBCs with HGB concentration less than 28 g/dL
pHPR | c_b_pHPR |  | percent of RBCs with HGB concentration more than 41 g/dL
HDW | c_b_HDW |  | CV of the HGB concentration
MCVr | c_b_MCVr |  | mean volume of reticulocytes
MCHr | c_b_MCHr |  | mean HGB per reticulocyte
CHCr | c_b_MCHCr | CHCr | mean HGB concentration of reticulocytes
prP | c_b_prP |  | Enumeration of reticulated platelets
s_RETC | c_s_retc | s_RETC | suspect vlag aanwezig
s_pRETC | c_s_pretc | s_pRETC | suspect vlag aanwezig
s_IRF | c_s_irf | s_IRF | suspect vlag aanwezig
rtcCnt | c_cnt_retc | rtcCnt | Reticulocyten count rate violation alarm
rtcAlrt | c_Alrt_retc | rtcAlrt | alarm aanwezig | ja (=1) of nee (=0)
retcHI | c_Alrt_retcHI | retcHI | alarm aanwezig | ja (=1) of nee (=0)
retcInnvalPop | c_Alrt_retcIN | retcInnvalPop | alarm aanwezig | ja (=1) of nee (=0)
dsRETCOutRange | c_OutR_retc | dsRETCOutRange | reti uitslag outside reportable range
CD61 | c_b_cd61 | CD61 | CD61 uitslag
"61Sml"N | c_b_61Sml | 61Sml | absoluut aantal small platelets op basis van CD61 uitslag
"61Lrg"N | c_b_61Lrg | 61Lrg | absoluut aantal large platelets op basis van CD61 uitslag
"61_o"N | c_b_61_o | 61_o | cd61 vs optical platelets ratio | 1 = perfect
s_CD61 | c_s_cd61 | s_CD61 | suspect vlag aanwezig
s_61Sml | c_s_61Sml | s_61Sml | suspect vlag aanwezig
s_61Lrg | c_s_61Lrg | s_61Lrg | suspect vlag aanwezig
s_61_o | c_s_61_o | s_61_o | suspect vlag aanwezig
"61OutRange"N | c_OutR_61 | 61OutRange | CD61 uitslag outside reportable range
"61Alrt"N | c_Alrt_61 | 61Alrt | alarm voor CD61 parameter | ja (=1) of nee (=0)
"61StrmMis"N | c_Alrt_61_StrmMi | 61StrmMis | alarm CD61 optical platelet stream mismatch | ja (=1) of nee (=0)
61BadMixN | c_Alrt_61_BadMi | 61BadMix | alarm voor niet goed functioneren mengkop | ja (=1) of nee (=0)
61AggN | c_Alrt_61_pltCmp2 | 61Agg | alarm voor tromboklonten in CD61 meting | ja (=1) of nee (=0)
61NoAbN | c_Alrt_61_NoAb | 61NoAb | alarm voor onvoldoende fluorescentie signaal | ja (=1) of nee (=0)
61ContamN | c_Alrt_61_Contam | 61Contam | unexpected population
CD3T
pCD3
CD4T
pCD4
CD8T
pCD8
r4/8N
v4
v8
v4/8N
T3_4
pT3_4
T3_8
pT3_8
4mn1N
4mn2N
4cv1N
4cv2N
8mn1N
8mn2N
8cv1N
8cv2N
s_CD3T
s_pCD3
s_CD4T
s_pCD4
s_CD8T
s_pCD8
s_r4/8N
s_v4
s_v8
s_v4/8N
s_T3_4
s_pT3_4
s_T3_8
s_pT3_8
s_4mn1
s_4mn2
s_4cv1
s_4cv2
s_8mn1
s_8mn2
s_8cv1
s_8cv2
348CntN
34CntN
38CntN
348AlrtN
34AlrtN
38AlrtN
348BadMixN
34BadMixN
38BadMixN
348OutRangeN
34OutRangeN
38OutRangeN
348CntMisN
34CntMisN
38CntMisN
CSFCnt
CSFOutRange
noAbTub | c_Alrt_noAbTub | noAbTub | alarm voor ontbreken buis monoclonalen | ja (=1) of nee (=0)
incorAb | c_Alrt_IncorAb | incorAb | alarm voor verkeerde buis met monoclonalen | ja (=1) of nee (=0)
0
0
ssml | c_ssml | ssml | hardware thing?
clot | c_Alrt_clot | clot | alarm voor clot detected during aspiration | ja (=1) of nee (=0)
clog | c_Alrt_clog | clog | alarm voor verstopping wbc mixpot | ja (=1) of nee (=0)
mixpotFlt | c_Alrt_mixpot | mixpotFlt | alarm mbt wbc mixpot | ja (=1) of nee (=0)
lasrCurFlt | c_Alrt_lasr | lasrCurFlt | alarm mbt spanning laser | ja (=1) of nee (=0)
htpTmpFlt | c_Alrt_wbc_tmp | htpTmpFlt | alarm mbt temperatuur wbc mixpot | ja (=1) of nee (=0)
vtxSpdFlt | c_Alrt_wbc_mix | vtxSpdFlt | alarm mbt mengen van wbc mixpot | ja (=1) of nee (=0)
autoloadFlt | c_Alrt_autoload | autoloadFlt | alarm mbt rektransport van de autoloader | ja (=1) of nee (=0)
hgbDilLim | c_DilLim_hb | hgbDilLim | something wrong with the dilution HB
pltDelLim | c_DelLim_plt | pltDelLim | dellimplt?
rbcDelLim | c_DelLim_rbc | rbcDelLim | dellimrbc?
rbcDilLim
rtcDilLim | c_DilLim_reti | rtcDilLim | something wrong with the dilution reti
wbcDilLim | c_DilLim_wbc | wbcDilLim | something wrong with the dilution wbc
presHigh | c_Alrt_presHigh | presHigh | alarm mbt de druk 40 psi | ja (=1) of nee (=0)
presMed | c_Alrt_presMed | presMed | alarm mbt de druk 8 psi | ja (=1) of nee (=0)
presLow | c_Alrt_presLow | presLow | alarm mbt het vacuum | ja (=1) of nee (=0)
vacRng | c_vacRng | vacRng | alarm vacuum range
aspDpLim | c_DelLim_asp | aspDpLim | dellim asp?
aspirateFlt | c_Alrt_asp | aspirateFlt | alarm mbt monstername | ja (=1) of nee (=0)
insufRtcRgt | c_Alrt_insufRtc | insufRtcRgt | alarm mbt onvoldoende reti getled, no result possible | ja (=1) of nee (=0)
vpmComFail | c_Alrt_vmpFAil | vpmComFail | alarm mbt vpm board | ja (=1) of nee (=0)
presVacFlt | c_Alrt_presVac | presVacFlt | alarm mbt regulatie vacuum en druk | ja (=1) of nee (=0)
notEnoughRgt | c_Alrt_notEnoughRgt | notEnoughRgt | alarm mbt een tekort aan reagens voor het uitvoeren van een immuno assay | ja (=1) of nee (=0)
Model
0
Valid
Run
RunTotal
SmpA
SmpB
SmpC
SmpD
SmpE
DltaChkStat
InPair
MovAvgStatXB
MovAvgStatWBC
MovAvgStatRBC
MovAvgStatPLT
MovAvgStatRETC
MovAvgEnabXB
MovAvgEnabWBC
MovAvgEnabRBC
MovAvgEnabPLT
MovAvgEnabRETC
Namn | c_b_namn | Namn | mean neutro's 0 graden (ALL)
Nacv | c_b_nacv | Nacv | CV% neutro's 0 graden (ALL)
Nimn | c_b_nimn | Nimn | mean neutro's 7 graden (IAS)
Nicv | c_b_nicv | Nicv | CV% neutro's 7 graden (IAS)
Npmn | c_b_npmn | Npmn | mean neutro's 90 graden (PSS)
Npcv | c_b_npcv | Npcv | CV% neutro's 90 graden (PSS)
Ndmn | c_b_ndmn | Ndmn | mean neutro's 90 graden gedepolariseerd (DSS)
Ndcv | c_b_ndcv | Ndcv | CV% neutro's 90 graden gedepolariseerd (DSS)
Nfmn | c_b_nfmn | Nfmn | mean neutro's FL3 kanaal (FL3)
Nfcv | c_b_nfcv | Nfcv | CV% neutro's FL3 kanaal (FL3)
Lamn | c_b_Lamn | Lamn | mean lymfo's 0 graden (ALL)
Lacv | c_b_Lacv | Lacv | CV% lymfo's 0 graden (ALL)
Limn | c_b_Limn | Limn | mean lymfo's 7 graden (IAS)
Licv | c_b_Licv | Licv | CV% lymfo's 7 graden (IAS)
Pimn | c_b_Pimn | Pimn | mean trombo's 7 graden (IAS)
Picv | c_b_Picv | Picv | CV% trombo's 7 graden (IAS)
Ppmn | c_b_Ppmn | Ppmn | mean trombo's 90 graden (PSS)
Ppcv | c_b_Ppcv | Ppcv | CV% trombo's 90 graden (PSS)
Rbcimn | c_b_rbcimn |  | mean rbc 7 graden (IAS)
Rbcicv | c_b_rbcicv |  | CV% rbc 7 graden (IAS)
Rbcfmn | c_b_rbcfmn |  | mean rbc FL3 kanaal (FL3)
Rbcfcv | c_b_rbcfcv |  | CV% rbc FL3 kanaal (FL3)
Rtcfmn
Rtcfcv
61imnN | c_b_61imn |  | mean cd61 7 graden (IAS)
61icvN | c_b_61icv |  | CV% cd61 7 graden (IAS)
61fmnN | c_b_61fmn |  | mean cd61 FL3 kanaal (FL3)
61fcvN | c_b_61fcv |  | CV% cd61 FL3 kanaal (FL3)
4mn1N
4mn2N
8mn1N
8mn2N
4cv1N
4cv2N
8cv1N | [6 empty] | c_b_mch
8cv2N | [6 empty] | c_b_hb
s_Namn | [6 empty] | c_b_mchc
s_Nacv
s_Nimn
s_Nicv
s_Npmn
s_Npcv
s_Ndmn
s_Ndcv
s_Nfmn
s_Nfcv
s_Lamn
s_Lacv
s_Limn
s_Licv
s_Pimn
s_Picv
s_Ppmn
s_Ppcv
s_Rbcimn
s_Rbcicv
s_Rbcfmn
s_Rbcfcv
s_Rtcfmn
s_Rtcfcv
s_61imn
s_61icv
s_61fmn
s_61fcv
s_4mn1
s_4mn2
s_8mn1
s_8mn2
4cv1N
4cv2N
8cv1N
8cv2N
dsCBCOutRange
0
noSep | c_Alrt_noSep | noSep | alarm unable to find clear separation between WBC subpopulations | ja (=1) of nee (=0)
unClass | c_Alrt_unClass | unClass | alarm number of WBC events out-of bounds greater than preset limits | ja (=1) of nee (=0)
0
eosIG | c_Alrt_eosIG | eosIG | alarm eos in gebied van IG's
0
wbcKInt | c_wbcKInt | wbcKInt | ?
wbcSInt | c_wbcSInt | wbcSInt | ?
ja (=1) of nee (=0)
ja (=1) of nee (=0)
ja (=1) of nee (=0)
ja (=1) of nee (=0)
ja (=1) of nee (=0)
ja (=1) of nee (=0)
| c_machine | sernum | nummer van de analyzer waarop de bepaling is verricht | De dataset bevat uitslagen van 7 verschillende Cell-Dyn analyzers.
c_dr
| c_csvFile | bestand | csv bestandsnaam
| c_csvMapJaar | mapjaar | lokatie van record jaar
| c_csvMapMnd | mapmnd | lokatie van record maand
| c_csvType | rectype | export versie | er zijn verschillende exports geweest
| c_asp_nr |  | aantal keer dat monster gemeten is
| c_swver | swver | software versie
| c_asp_date | Datum | Dag van bepaling | format dd-mm-yy
| c_asp_time | Tijd | Bepalingstijd | format hh:mm:ss
| c_lab_dt |  | afnamedatum en tijd
| c_specID | c_specID | specimenID
| c_seq | c_seq | Sequencenumber
| fcs_id |  | Unieke celdyn ID | analyser-datum-tijd-seq, is de naam van de bijbehorende FCSfile
| upod_Id | Pat_id | UPOD patiëntcode | De UPOD patiëntcode is 7 tekens lang.
| c_lab_date |  | afnamedatum
| c_lab_time |  | afname tijd
| c_lab_dep | Afdeling | Afdelingscode | Codes voor afdelingen staan in het referentiebestand ref_departments_umcu_12042005.xls
| c_lab_id | Monster_nr | Monsternummer | 7-cijferig toegewezen door laboratorium. Komt overeen met het monsternummer is Labzis.
gebdat
| sexe |  | gender 0=male 1=female

## content_v5
| var | input | informat | format
19548 | Seq |  | best32. | best12.
19549 | Asptime |  | anydtdtm40. | datetime.
19550 | SerNum | $ | $7. | $7.
19551 | SWVer | $ | $2. | $2.
19552 | RackNum |  | best32. | best12.
19553 | TubePos |  | best32. | best12.
19554 | OpID | $ | $1. | $1.
19555 | SpecID | $ | $12. | $12.
19556 | CBC |  | best32. | best12.
19557 | rtcTest |  | best32. | best12.
19558 | CD61Test |  | best32. | best12.
19559 | CD348Test |  | best32. | best12.
19560 | xLyse |  | best32. | best12.
19561 | xCnt |  | best32. | best12.
19562 | CSFTest |  | best32. | best12.
19563 | WBCFlowTest |  | best32. | best12.
19564 | RBCFlowTest |  | best32. | best12.
19565 | PLTFlowTest |  | best32. | best12.
19566 | Mode |  | best32. | best12.
19567 | fixedCells |  | best32. | best12.
19568 | Clin |  | best32. | best12.
19569 | WBC |  | best32. | best12.
19570 | WVF |  | best32. | best12.
19571 | NEU |  | best32. | best12.
19572 | SEG |  | best32. | best12.
19573 | BND |  | best32. | best12.
19574 | IG |  | best32. | best12.
19575 | LYM |  | best32. | best12.
19576 | LYMe |  | best32. | best12.
19577 | VLYM |  | best32. | best12.
19578 | MON |  | best32. | best12.
19579 | MONe |  | best32. | best12.
19580 | BLST |  | best32. | best12.
19581 | EOS |  | best32. | best12.
19582 | BAS |  | best32. | best12.
19583 | NRBC |  | best32. | best12.
19584 | pNEU |  | best32. | best12.
19585 | pSEG |  | best32. | best12.
19586 | pBND |  | best32. | best12.
19587 | pIG |  | best32. | best12.
19588 | pLYM |  | best32. | best12.
19589 | pLYMe |  | best32. | best12.
19590 | pVLYM |  | best32. | best12.
19591 | pMON |  | best32. | best12.
19592 | pMONe |  | best32. | best12.
19593 | pBLST |  | best32. | best12.
19594 | pEOS |  | best32. | best12.
19595 | pBAS |  | best32. | best12.
19596 | pNRBC |  | best32. | best12.
19597 | s_WBC |  | best32. | best12.
19598 | s_WVF |  | best32. | best12.
19599 | s_NEU |  | best32. | best12.
19600 | s_SEG |  | best32. | best12.
19601 | s_BND |  | best32. | best12.
19602 | s_IG |  | best32. | best12.
19603 | s_LYM |  | best32. | best12.
19604 | s_LYMe |  | best32. | best12.
19605 | s_VLYM |  | best32. | best12.
19606 | s_MON |  | best32. | best12.
19607 | s_MONe |  | best32. | best12.
19608 | s_BLST |  | best32. | best12.
19609 | s_EOS |  | best32. | best12.
19610 | s_BAS |  | best32. | best12.
19611 | s_NRBC |  | best32. | best12.
19612 | s_pNEU |  | best32. | best12.
19613 | s_pSEG |  | best32. | best12.
19614 | s_pBND |  | best32. | best12.
19615 | s_pIG |  | best32. | best12.
19616 | s_pLYM |  | best32. | best12.
19617 | s_pLYMe |  | best32. | best12.
19618 | s_pVLYM |  | best32. | best12.
19619 | s_pMON |  | best32. | best12.
19620 | s_pMONe |  | best32. | best12.
19621 | s_pBLST |  | best32. | best12.
19622 | s_pEOS |  | best32. | best12.
19623 | s_pBAS |  | best32. | best12.
19624 | s_pNRBC |  | best32. | best12.
19625 | dsCBCOutRange |  | best32. | best12.
19626 | outBnds |  | best32. | best12.
19627 | rrbcAlrt |  | best32. | best12.
19628 | wbcCnt |  | best32. | best12.
19629 | wbcAlrt |  | best32. | best12.
19630 | difAlrt |  | best32. | best12.
19631 | wvfAlrt |  | best32. | best12.
19632 | fpAlrt |  | best32. | best12.
19633 | bndAlrt |  | best32. | best12.
19634 | igAlrt |  | best32. | best12.
19635 | blstAlrt |  | best32. | best12.
19636 | vlymAlrt |  | best32. | best12.
19637 | bndAlrtQ |  | best32. | best12.
19638 | igAlrtQ |  | best32. | best12.
19639 | blstAlrtQ |  | best32. | best12.
19640 | vlymAlrtQ |  | best32. | best12.
19641 | fpAlrtQ |  | best32. | best12.
19642 | pltCmpAlrt |  | best32. | best12.
19643 | fpLess |  | best32. | best12.
19644 | fpGrt |  | best32. | best12.
19645 | pltClump |  | best32. | best12.
19646 | RBCi |  | best32. | best12.
19647 | RBCo |  | best32. | best12.
19648 | HGB |  | best32. | best12.
19649 | MCV |  | best32. | best12.
19650 | RDW |  | best32. | best12.
19651 | pMIC |  | best32. | best12.
19652 | pMAC |  | best32. | best12.
19653 | MCH |  | best32. | best12.
19654 | MCHC |  | best32. | best12.
19655 | HCT |  | best32. | best12.
19656 | PLT |  | best32. | best12.
19657 | PLTo |  | best32. | best12.
19658 | PLTi |  | best32. | best12.
19659 | MPV |  | best32. | best12.
19660 | PCT |  | best32. | best12.
19661 | PDW |  | best32. | best12.
19662 | s_RBCi |  | best32. | best12.
19663 | s_RBCo |  | best32. | best12.
19664 | s_HGB |  | best32. | best12.
19665 | s_MCV |  | best32. | best12.
19666 | s_RDW |  | best32. | best12.
19667 | s_MCH |  | best32. | best12.
19668 | s_MCHC |  | best32. | best12.
19669 | s_HCT |  | best32. | best12.
19670 | s_PLT |  | best32. | best12.
19671 | s_PLTo |  | best32. | best12.
19672 | s_PLTi |  | best32. | best12.
19673 | s_MPV |  | best32. | best12.
19674 | s_PCT |  | best32. | best12.
19675 | s_PDW |  | best32. | best12.
19676 | rbcDlta |  | best32. | best12.
19677 | pltDlta |  | best32. | best12.
19678 | SpMismatch |  | best32. | best12.
19679 | rbcCnt |  | best32. | best12.
19680 | pltiCnt |  | best32. | best12.
19681 | pltoCnt |  | best32. | best12.
19682 | rbcAlrt |  | best32. | best12.
19683 | pltAlrt |  | best32. | best12.
19684 | hgbAlrt |  | best32. | best12.
19685 | assym |  | best32. | best12.
19686 | pltClump |  | best32. | best12.
19687 | lri |  | best32. | best12.
19688 | uri |  | best32. | best12.
19689 | optlri |  | best32. | best12.
19690 | opturi |  | best32. | best12.
19691 | RETC |  | best32. | best12.
19692 | pRETC |  | best32. | best12.
19693 | IRF |  | best32. | best12.
19694 | pHPO |  | best32. | best12.
19695 | pHPR |  | best32. | best12.
19696 | HDW |  | best32. | best12.
19697 | MCVr |  | best32. | best12.
19698 | MCHr |  | best32. | best12.
19699 | CHCr |  | best32. | best12.
19700 | prP |  | best32. | best12.
19701 | s_RETC |  | best32. | best12.
19702 | s_pRETC |  | best32. | best12.
19703 | s_IRF |  | best32. | best12.
19704 | rtcCnt |  | best32. | best12.
19705 | rtcAlrt |  | best32. | best12.
19706 | retcHI |  | best32. | best12.
19707 | retcInnvalPop |  | best32. | best12.
19708 | dsRETCOutRange |  | best32. | best12.
19709 | CD61 |  | best32. | best12.
19710 | 61SmlN |  | best32. | best12.
19711 | 61LrgN |  | best32. | best12.
19712 | 61_oN |  | best32. | best12.
19713 | s_CD61 |  | best32. | best12.
19714 | s_61Sml |  | best32. | best12.
19715 | s_61Lrg |  | best32. | best12.
19716 | s_61_o |  | best32. | best12.
19717 | 61OutRangeN |  | best32. | best12.
19718 | 61AlrtN |  | best32. | best12.
19719 | 61StrmMisN |  | best32. | best12.
19720 | 61BadMixN |  | best32. | best12.
19721 | 61AggN |  | best32. | best12.
19722 | 61NoAbN |  | best32. | best12.
19723 | 61ContamN |  | best32. | best12.
19724 | CD3T |  | best32. | best12.
19725 | pCD3 |  | best32. | best12.
19726 | CD4T |  | best32. | best12.
19727 | pCD4 |  | best32. | best12.
19728 | CD8T |  | best32. | best12.
19729 | pCD8 |  | best32. | best12.
19730 | r4/8N |  | best32. | best12.
19731 | v4 |  | best32. | best12.
19732 | v8 |  | best32. | best12.
19733 | v4/8N |  | best32. | best12.
19734 | T3_4 |  | best32. | best12.
19735 | pT3_4 |  | best32. | best12.
19736 | T3_8 |  | best32. | best12.
19737 | pT3_8 |  | best32. | best12.
19738 | 4mn1N |  | best32. | best12.
19739 | 4mn2N |  | best32. | best12.
19740 | 4cv1N |  | best32. | best12.
19741 | 4cv2N |  | best32. | best12.
19742 | 8mn1N |  | best32. | best12.
19743 | 8mn2N |  | best32. | best12.
19744 | 8cv1N |  | best32. | best12.
19745 | 8cv2N |  | best32. | best12.
19746 | s_CD3T |  | best32. | best12.
19747 | s_pCD3 |  | best32. | best12.
19748 | s_CD4T |  | best32. | best12.
19749 | s_pCD4 |  | best32. | best12.
19750 | s_CD8T |  | best32. | best12.
19751 | s_pCD8 |  | best32. | best12.
19752 | s_r4/8N |  | best32. | best12.
19753 | s_v4 |  | best32. | best12.
19754 | s_v8 |  | best32. | best12.
19755 | s_v4/8N |  | best32. | best12.
19756 | s_T3_4 |  | best32. | best12.
19757 | s_pT3_4 |  | best32. | best12.
19758 | s_T3_8 |  | best32. | best12.
19759 | s_pT3_8 |  | best32. | best12.
19760 | s_4mn1 |  | best32. | best12.
19761 | s_4mn2 |  | best32. | best12.
19762 | s_4cv1 |  | best32. | best12.
19763 | s_4cv2 |  | best32. | best12.
19764 | s_8mn1 |  | best32. | best12.
19765 | s_8mn2 |  | best32. | best12.
19766 | s_8cv1 |  | best32. | best12.
19767 | s_8cv2 |  | best32. | best12.
19768 | 348CntN |  | best32. | best12.
19769 | 34CntN |  | best32. | best12.
19770 | 38CntN |  | best32. | best12.
19771 | 348AlrtN |  | best32. | best12.
19772 | 34AlrtN |  | best32. | best12.
19773 | 38AlrtN |  | best32. | best12.
19774 | 348BadMixN |  | best32. | best12.
19775 | 34BadMixN |  | best32. | best12.
19776 | 38BadMixN |  | best32. | best12.
19777 | 348OutRangeN |  | best32. | best12.
19778 | 34OutRangeN |  | best32. | best12.
19779 | 38OutRangeN |  | best32. | best12.
19780 | 348CntMisN |  | best32. | best12.
19781 | 34CntMisN |  | best32. | best12.
19782 | 38CntMisN |  | best32. | best12.
19783 | CSFCnt |  | best32. | best12.
19784 | CSFOutRange |  | best32. | best12.
19785 | noAbTub |  | best32. | best12.
19786 | incorAb |  | best32. | best12.
19787 | ssml |  | best32. | best12.
19788 | clot |  | best32. | best12.
19789 | clog |  | best32. | best12.
19790 | mixpotFlt |  | best32. | best12.
19791 | lasrCurFlt |  | best32. | best12.
19792 | htpTmpFlt |  | best32. | best12.
19793 | vtxSpdFlt |  | best32. | best12.
19794 | autoloadFlt |  | best32. | best12.
19795 | hgbDilLim |  | best32. | best12.
19796 | pltDelLim |  | best32. | best12.
19797 | rbcDelLim |  | best32. | best12.
19798 | rbcDilLim |  | best32. | best12.
19799 | rtcDilLim |  | best32. | best12.
19800 | wbcDilLim |  | best32. | best12.
19801 | presHigh |  | best32. | best12.
19802 | presMed |  | best32. | best12.
19803 | presLow |  | best32. | best12.
19804 | vacRng |  | best32. | best12.
19805 | aspDpLim |  | best32. | best12.
19806 | aspirateFlt |  | best32. | best12.
19807 | insufRtcRgt |  | best32. | best12.
19808 | vpmComFail |  | best32. | best12.
19809 | presVacFlt |  | best32. | best12.
19810 | notEnoughRgt |  | best32. | best12.
19811 | Model |  | best32. | best12.
19812 | BarCode | $ | $1. | $1.
19813 | Valid |  | best32. | best12.
19814 | Run |  | best32. | best12.
19815 | RunTotal |  | best32. | best12.
19816 | SmpA |  | best32. | best12.
19817 | SmpB |  | best32. | best12.
19818 | SmpC |  | best32. | best12.
19819 | SmpD |  | best32. | best12.
19820 | SmpE |  | best32. | best12.
19821 | DltaChkStat |  | best32. | best12.
19822 | InPair |  | best32. | best12.
19823 | MovAvgStatXB |  | best32. | best12.
19824 | MovAvgStatWBC |  | best32. | best12.
19825 | MovAvgStatRBC |  | best32. | best12.
19826 | MovAvgStatPLT |  | best32. | best12.
19827 | MovAvgStatRETC |  | best32. | best12.
19828 | MovAvgEnabXB |  | best32. | best12.
19829 | MovAvgEnabWBC |  | best32. | best12.
19830 | MovAvgEnabRBC |  | best32. | best12.
19831 | MovAvgEnabPLT |  | best32. | best12.
19832 | MovAvgEnabRETC |  | best32. | best12.
19833 | Namn |  | best32. | best12.
19834 | Nacv |  | best32. | best12.
19835 | Nimn |  | best32. | best12.
19836 | Nicv |  | best32. | best12.
19837 | Npmn |  | best32. | best12.
19838 | Npcv |  | best32. | best12.
19839 | Ndmn |  | best32. | best12.
19840 | Ndcv |  | best32. | best12.
19841 | Nfmn |  | best32. | best12.
19842 | Nfcv |  | best32. | best12.
19843 | Lamn |  | best32. | best12.
19844 | Lacv |  | best32. | best12.
19845 | Limn |  | best32. | best12.
19846 | Licv |  | best32. | best12.
19847 | Pimn |  | best32. | best12.
19848 | Picv |  | best32. | best12.
19849 | Ppmn |  | best32. | best12.
19850 | Ppcv |  | best32. | best12.
19851 | Rbcimn |  | best32. | best12.
19852 | Rbcicv |  | best32. | best12.
19853 | Rbcfmn |  | best32. | best12.
19854 | Rbcfcv |  | best32. | best12.
19855 | Rtcfmn |  | best32. | best12.
19856 | Rtcfcv |  | best32. | best12.
19857 | 61imnN |  | best32. | best12.
19858 | 61icvN |  | best32. | best12.
19859 | 61fmnN |  | best32. | best12.
19860 | 61fcvN |  | best32. | best12.
19861 | 4mn1N |  | best32. | best12.
19862 | 4mn2N |  | best32. | best12.
19863 | 8mn1N |  | best32. | best12.
19864 | 8mn2N |  | best32. | best12.
19865 | 4cv1N |  | best32. | best12.
19866 | 4cv2N |  | best32. | best12.
19867 | 8cv1N |  | best32. | best12.
19868 | 8cv2N |  | best32. | best12.
19869 | s_Namn |  | best32. | best12.
19870 | s_Nacv |  | best32. | best12.
19871 | s_Nimn |  | best32. | best12.
19872 | s_Nicv |  | best32. | best12.
19873 | s_Npmn |  | best32. | best12.
19874 | s_Npcv |  | best32. | best12.
19875 | s_Ndmn |  | best32. | best12.
19876 | s_Ndcv |  | best32. | best12.
19877 | s_Nfmn |  | best32. | best12.
19878 | s_Nfcv |  | best32. | best12.
19879 | s_Lamn |  | best32. | best12.
19880 | s_Lacv |  | best32. | best12.
19881 | s_Limn |  | best32. | best12.
19882 | s_Licv |  | best32. | best12.
19883 | s_Pimn |  | best32. | best12.
19884 | s_Picv |  | best32. | best12.
19885 | s_Ppmn |  | best32. | best12.
19886 | s_Ppcv |  | best32. | best12.
19887 | s_Rbcimn |  | best32. | best12.
19888 | s_Rbcicv |  | best32. | best12.
19889 | s_Rbcfmn |  | best32. | best12.
19890 | s_Rbcfcv |  | best32. | best12.
19891 | s_Rtcfmn |  | best32. | best12.
19892 | s_Rtcfcv |  | best32. | best12.
19893 | s_61imn |  | best32. | best12.
19894 | s_61icv |  | best32. | best12.
19895 | s_61fmn |  | best32. | best12.
19896 | s_61fcv |  | best32. | best12.
19897 | s_4mn1 |  | best32. | best12.
19898 | s_4mn2 |  | best32. | best12.
19899 | s_8mn1 |  | best32. | best12.
19900 | s_8mn2 |  | best32. | best12.
19901 | 4cv1N |  | best32. | best12.
19902 | 4cv2N |  | best32. | best12.
19903 | 8cv1N |  | best32. | best12.
19904 | 8cv2N |  | best32. | best12.
19905
19906
19907
19908
19909
19910
19911
19912
19913
19914
19915
19916
19917
19918
19919
19920
19921
19922
19923
19924
19925
19926
19927
19928
19929
19930
19931
19932
19933
19934
19935
19936
19937
19938
19939
19940
19941
19942
19943
19944
19945
19946
19947
19948
19949
19950
19951
19952
19953
19954
19955
19956
19957
19958
19959
19960
19961
19962
19963
19964
19965
19966
19967
19968
19969
19970
19971
19972
19973
19974
19975
19976
19977
19978
19979
19980
19981
19982
19983
19984
19985
19986
19987
19988
19989
19990
19991
19992
19993
19994
19995
19996
19997
19998
19999
20000
20001
20002
20003
20004
20005
20006
20007
20008
20009
20010
20011
20012
20013
20014
20015
20016
20017
20018
20019
20020
20021
20022
20023
20024
20025
20026
20027
20028
20029
20030
20031
20032
20033
20034
20035
20036
20037
20038
20039
20040
20041
20042
20043
20044
20045
20046
20047
20048
20049
20050
20051
20052
20053
20054
20055
20056
20057
20058
20059
20060
20061
20062
20063
20064
20065
20066
20067
20068
20069
20070
20071
20072
20073
20074
20075
20076
20077
20078
20079
20080
20081
20082
20083
20084
20085
20086
20087
20088
20089
20090
20091
20092
20093
20094
20095
20096
20097
20098
20099
20100
20101
20102
20103
20104
20105
20106
20107
20108
20109
20110
20111
20112
20113
20114
20115
20116
20117
20118
20119
20120
20121
20122
20123
20124
20125
20126
20127
20128
20129
20130
20131
20132
20133
20134
20135
20136
20137
20138
20139
20140
20141
20142
20143
20144
20145
20146
20147
20148
20149
20150
20151
20152
20153
20154
20155
20156
20157
20158
20159
20160
20161
20162
20163
20164
20165
20166
20167
20168
20169
20170
20171
20172
20173
20174
20175
20176
20177
20178
20179
20180
20181
20182
20183
20184
20185
20186
20187
20188
20189
20190
20191
20192
20193
20194
20195
20196
20197
20198
20199
20200
20201
20202
20203
20204
20205
20206
20207
20208
20209
20210
20211
20212
20213
20214
20215
20216
20217
20218
20219
20220
20221
20222
20223
20224
20225
20226
20227
20228
20229
20230
20231
20232
20233
20234
20235
20236
20237
20238
20239
20240
20241
20242
20243
20244
20245
20246
20247
20248
20249
20250
20251
20252
20253
20254
20255
20256
20257
20258
20259
20260
20261
20262
20263
20264
20265
20266
20267
20268
20269
20270
20271
20272
20273
20274
20275
20276
20277
20278
20279
20280
20281
20282
20283
20284
20285
20286
20287
20288
20289
20290
20291
20292
20293
20294
20295
20296
20297
20298
20299
20300
20301
20302
20303
20304
20305
20306
20307
20308
20309
20310
20311
20312
20313
20314
20315
20316
20317
20318
20319
20320
20321
20322
20323
20324
20325
20326
20327
20328
20329
20330
20331
20332
20333
20334
20335
20336
20337
20338
20339
20340
20341
20342
20343
20344
20345
20346
20347
20348
20349
20350
20351
20352
20353
20354
20355
20356
20357
20358
20359
20360
20361
20362
20363
20364
20365
20366
20367
20368
20369
20370
20371
20372
20373
20374
20375
20376
20377
20378
20379
20380
20381
20382
20383
20384
20385
20386
20387
20388
20389
20390
20391
20392
20393
20394
20395
20396
20397
20398
20399
20400
20401
20402
20403
20404
20405
20406
20407
20408
20409
20410
20411
20412
20413
20414
20415
20416
20417
20418
20419
20420
20421
20422
20423
20424
20425
20426
20427
20428
20429
20430
20431
20432
20433
20434
20435
20436
20437
20438
20439
20440
20441
20442
20443
20444
20445
20446
20447
20448
20449
20450
20451
20452
20453
20454
20455
20456
20457
20458
20459
20460
20461
20462
20463
20464
20465
20466
20467
20468
20469
20470
20471
20472
20473
20474
20475
20476
20477
20478
20479
20480
20481
20482
20483
20484
20485
20486
20487
20488
20489
20490
20491
20492
20493
20494
20495
20496
20497
20498
20499
20500
20501
20502
20503
20504
20505
20506
20507
20508
20509
20510
20511
20512
20513
20514
20515
20516
20517
20518
20519
20520
20521
20522
20523
20524
20525
20526
20527
20528
20529
20530
20531
20532
20533
20534
20535
20536
20537
20538
20539
20540
20541
20542
20543
20544
20545
20546
20547
20548
20549
20550
20551
20552
20553
20554
20555
20556
20557
20558
20559
20560
20561
20562
20563
20564
20565
20566
20567
20568
20569
20570
20571
20572
20573
20574
20575
20576
20577
20578
20579
20580
20581
20582
20583
20584
20585
20586
20587
20588
20589
20590
20591
20592
20593
20594
20595
20596
20597
20598
20599
20600
20601
20602
20603
20604
20605
20606
20607
20608
20609
20610
20611
20612
20613
20614
20615
20616
20617
20618
20619

## File_types
DO NOT EDIT, Dit is een stuurbestand voor de import
Indien meer dan 1 soort file per type, dan groep groter dan 1
| SWversie | soort | SoortN | aantal_besstanden | SWSubversie | groep | include
| R1-2 | A_PoliV3 | 1 | 1 | R1-2_A_PoliV3 | 2 | 1
| R1-2 | M_All | 1 | 1 | R1-2_M_All | 2 | 1
| R1-2 | P_All | 1 | 1 | R1-2_P_All | 2 | 1
| R2-3 | A_PoliV3_P_All | 2 | 20 | R2-3_A_PoliV3_P_All | 1 | 1
| R2-4 | A_PoliV3 | 1 | 6 | R2-4_A_PoliV3 | 2 | 1
| R2-4 | A_PoliV3_P_All | 2 | 26 | R2-4_A_PoliV3_P_All | 1 | 1
| R2-4 | M_All | 1 | 3 | R2-4_M_All | 2 | 1
| R2-4 | P_All | 1 | 3 | R2-4_P_All | 2 | 1
| R2-5 | A_PoliV3 | 1 | 71 | R2-5_A_PoliV3 | 2 | 1
| R2-5 | A_PoliV3_P_All | 2 | 32 | R2-5_A_PoliV3_P_All | 1 | 1
| R2-5 | M_All | 1 | 16 | R2-5_M_All | 2 | 1
| R2-5 | P_All | 1 | 16 | R2-5_P_All | 2 | 1
| R2-5B | A_PoliV3 | 1 | 15 | R2-5B_A_PoliV3 | 2 | 1
| R2-5B | M_All | 1 | 11 | R2-5B_M_All | 2 | 1
| R2-5B | P_All | 1 | 11 | R2-5B_P_All | 2 | 1
| R9-3A | A_PoliV3 | 1 | 151 | R9-3A_A_PoliV3 | 1 | 1
| R9-3C | A_PoliV3 | 1 | 27 | R9-3C_A_PoliV3 | 2 | 1
| R9-3C | A_PoliV3_P_All | 2 | 75 | R9-3C_A_PoliV3_P_All | 1 | 1
| R9-4A | A_PoliV3 | 1 | 6 | R9-4A_A_PoliV3 | 2 | 1
| R9-4A | A_PoliV3_P_All | 2 | 5 | R9-4A_A_PoliV3_P_All | 1 | 1
| XR2-3 | A_PoliV3 | 1 | 7 | XR2-3_A_PoliV3 | 2 | 1
| XR2-3 | A_PoliV3_P_All | 2 | 30 | XR2-3_A_PoliV3_P_All | 1 | 1
| XR2-4 | A_PoliV3 | 1 | 11 | XR2-4_A_PoliV3 | 2 | 1
| XR2-4 | A_PoliV3_P_All | 2 | 411 | XR2-4_A_PoliV3_P_All | 1 | 1
| XR2-4 | M_All | 1 | 1 | XR2-4_M_All | 2 | 1
| XR2-4 | P_All | 1 | 1 | XR2-4_P_All | 2 | 1
| XR2-5 | A_PoliV3 | 1 | 2 | XR2-5_A_PoliV3 | 2 | 0
| XR2-5 | A_PoliV3_P_All | 2 | 393 | XR2-5_A_PoliV3_P_All | 1 | 1
| XR2-5 | M_All | 1 | 27 | XR2-5_M_All | 2 | 0
| XR2-5 | P_All | 1 | 27 | XR2-5_P_All | 2 | 0
| XR9-3C | A_PoliV3 | 1 | 2 | XR9-3C_A_PoliV3 | 2 | 1
| XR9-3C | A_PoliV3_P_All | 2 | 57 | XR9-3C_A_PoliV3_P_All | 1 | 1
| XR9-4A | A_PoliV3_P_All | 2 | 38 | XR9-4A_A_PoliV3_P_All | 2 | 1
| v3 | A_PoliV3 | 1 | 74 | v3_A_PoliV3 | 2 | 1
| v3 | Full | 3 | 223 | v3_Full | 1 | 1
| v3 | M_All | 1 | 66 | v3_M_All | 2 | 1
| v3 | P_All | 1 | 66 | v3_P_All | 2 | 1
| v4 | A_PoliV3 | 1 | 154 | v4_A_PoliV3 | 2 | 1
| v4 | Full | 3 | 3389 | v4_Full | 1 | 1
| v4 | M_All | 1 | 154 | v4_M_All | 2 | 1
| v4 | P_All | 1 | 154 | v4_P_All | 2 | 1
| v5 | A_PoliV3 | 1 | 4 | v5_A_PoliV3 | 2 | 1
| v5 | Full | 3 | 3879 | v5_Full | 1 | 1
| v5 | M_All | 1 | 4 | v5_M_All | 2 | 1
| v5 | P_All | 1 | 4 | v5_P_All | 2 | 1

## DLE_LIST02 example
version | 2017-09-12
Versie | Soort | SoortN | Bestandje | Pad | FullFile | Regels
R1-2 | A_PoliV3 | 1 | 5_1003aa.csv | F:\UPOD\Cell_DLE\CSV_files_raw_nieuwe_structuur\2010\S005_serie2\A_sap15 | F:\UPOD\Cell_DLE\CSV_files_raw_nieuwe_structuur\2010\S005_serie2\A_sap15\5_1003aa.csv | 1000
R1-2 | M_All | 1 | 5_1003am.csv | F:\UPOD\Cell_DLE\CSV_files_raw_nieuwe_structuur\2010\S005_serie2\m_all | F:\UPOD\Cell_DLE\CSV_files_raw_nieuwe_structuur\2010\S005_serie2\m_all\5_1003am.csv | 1000
R1-2 | P_All | 1 | 5_1003ap.csv | F:\UPOD\Cell_DLE\CSV_files_raw_nieuwe_structuur\2010\S005_serie2\p_all | F:\UPOD\Cell_DLE\CSV_files_raw_nieuwe_structuur\2010\S005_serie2\p_all\5_1003ap.csv | 1000
R2-3 | A_PoliV3_P_All | 2 | 5_0601F.CSV | F:\UPOD\Cell_DLE\CSV_files_raw_nieuwe_structuur\2006\m01 | F:\UPOD\Cell_DLE\CSV_files_raw_nieuwe_structuur\2006\m01\5_0601F.CSV | 1001
R2-3 | A_PoliV3_P_All | 2 | 5_0601G.CSV | F:\UPOD\Cell_DLE\CSV_files_raw_nieuwe_structuur\2006\m01 | F:\UPOD\Cell_DLE\CSV_files_raw_nieuwe_structuur\2006\m01\5_0601G.CSV | 927
R2-3 | A_PoliV3_P_All | 2 | 5_0601a.csv | F:\UPOD\Cell_DLE\CSV_files_raw_nieuwe_structuur\2005\m12 | F:\UPOD\Cell_DLE\CSV_files_raw_nieuwe_structuur\2005\m12\5_0601a.csv | 1001
R2-3 | A_PoliV3_P_All | 2 | 5_0601b.csv | F:\UPOD\Cell_DLE\CSV_files_raw_nieuwe_structuur\2005\m12 | F:\UPOD\Cell_DLE\CSV_files_raw_nieuwe_structuur\2005\m12\5_0601b.csv | 1001
R2-3 | A_PoliV3_P_All | 2 | 5_0601c.csv | F:\UPOD\Cell_DLE\CSV_files_raw_nieuwe_structuur\2006\m01 | F:\UPOD\Cell_DLE\CSV_files_raw_nieuwe_structuur\2006\m01\5_0601c.csv | 1001
R2-3 | A_PoliV3_P_All | 2 | 5_0601d.csv | F:\UPOD\Cell_DLE\CSV_files_raw_nieuwe_structuur\2006\m01 | F:\UPOD\Cell_DLE\CSV_files_raw_nieuwe_structuur\2006\m01\5_0601d.csv | 1001
R2-3 | A_PoliV3_P_All | 2 | 5_0601e.csv | F:\UPOD\Cell_DLE\CSV_files_raw_nieuwe_structuur\2006\m01 | F:\UPOD\Cell_DLE\CSV_files_raw_nieuwe_structuur\2006\m01\5_0601e.csv | 544
R2-3 | A_PoliV3_P_All | 2 | 6_0601F.csv | F:\UPOD\Cell_DLE\CSV_files_raw_nieuwe_structuur\2006\m01 | F:\UPOD\Cell_DLE\CSV_files_raw_nieuwe_structuur\2006\m01\6_0601F.csv | 1001
R2-3 | A_PoliV3_P_All | 2 | 6_0601G.csv | F:\UPOD\Cell_DLE\CSV_files_raw_nieuwe_structuur\2006\m01 | F:\UPOD\Cell_DLE\CSV_files_raw_nieuwe_structuur\2006\m01\6_0601G.csv | 727
R2-3 | A_PoliV3_P_All | 2 | 6_0601a.csv | F:\UPOD\Cell_DLE\CSV_files_raw_nieuwe_structuur\2005\m12 | F:\UPOD\Cell_DLE\CSV_files_raw_nieuwe_structuur\2005\m12\6_0601a.csv | 1001
R2-3 | A_PoliV3_P_All | 2 | 6_0601b.csv | F:\UPOD\Cell_DLE\CSV_files_raw_nieuwe_structuur\2005\m12 | F:\UPOD\Cell_DLE\CSV_files_raw_nieuwe_structuur\2005\m12\6_0601b.csv | 1001
R2-3 | A_PoliV3_P_All | 2 | 6_0601c.csv | F:\UPOD\Cell_DLE\CSV_files_raw_nieuwe_structuur\2005\m12 | F:\UPOD\Cell_DLE\CSV_files_raw_nieuwe_structuur\2005\m12\6_0601c.csv | 1001
R2-3 | A_PoliV3_P_All | 2 | 6_0601d.csv | F:\UPOD\Cell_DLE\CSV_files_raw_nieuwe_structuur\2006\m01 | F:\UPOD\Cell_DLE\CSV_files_raw_nieuwe_structuur\2006\m01\6_0601d.csv | 1001
R2-3 | A_PoliV3_P_All | 2 | 6_0601e.csv | F:\UPOD\Cell_DLE\CSV_files_raw_nieuwe_structuur\2006\m01 | F:\UPOD\Cell_DLE\CSV_files_raw_nieuwe_structuur\2006\m01\6_0601e.csv | 978
R2-3 | A_PoliV3_P_All | 2 | 7_0601A.csv | F:\UPOD\Cell_DLE\CSV_files_raw_nieuwe_structuur\2005\m12 | F:\UPOD\Cell_DLE\CSV_files_raw_nieuwe_structuur\2005\m12\7_0601A.csv | 1001
R2-3 | A_PoliV3_P_All | 2 | 7_0601B.CSV | F:\UPOD\Cell_DLE\CSV_files_raw_nieuwe_structuur\2006\m01 | F:\UPOD\Cell_DLE\CSV_files_raw_nieuwe_structuur\2006\m01\7_0601B.CSV | 1001
R2-3 | A_PoliV3_P_All | 2 | 7_0601C.CSV | F:\UPOD\Cell_DLE\CSV_files_raw_nieuwe_structuur\2006\m01 | F:\UPOD\Cell_DLE\CSV_files_raw_nieuwe_structuur\2006\m01\7_0601C.CSV | 335
R2-3 | A_PoliV3_P_All | 2 | 7_0601D.CSV | F:\UPOD\Cell_DLE\CSV_files_raw_nieuwe_structuur\2006\m01 | F:\UPOD\Cell_DLE\CSV_files_raw_nieuwe_structuur\2006\m01\7_0601D.CSV | 1001
R2-3 | A_PoliV3_P_All | 2 | test090106.csv | F:\UPOD\Cell_DLE\CSV_files_raw_nieuwe_structuur\Validatie | F:\UPOD\Cell_DLE\CSV_files_raw_nieuwe_structuur\Validatie\test090106.csv | 3
R2-3 | A_PoliV3_P_All | 2 | test090106.txt | F:\UPOD\Cell_DLE\CSV_files_raw_nieuwe_structuur\Validatie | F:\UPOD\Cell_DLE\CSV_files_raw_nieuwe_structuur\Validatie\test090106.txt | 3
R2-4 | A_PoliV3 | 1 | 5_1003ba.csv | F:\UPOD\Cell_DLE\CSV_files_raw_nieuwe_structuur\2010\S005_serie2\A_sap15 | F:\UPOD\Cell_DLE\CSV_files_raw_nieuwe_structuur\2010\S005_serie2\A_sap15\5_1003ba.csv | 1000
R2-4 | A_PoliV3 | 1 | 5_1003ca.csv | F:\UPOD\Cell_DLE\CSV_files_raw_nieuwe_structuur\2010\S005_serie2\A_sap15 | F:\UPOD\Cell_DLE\CSV_files_raw_nieuwe_structuur\2010\S005_serie2\A_sap15\5_1003ca.csv | 1000
R2-4 | A_PoliV3 | 1 | 5_1003da.csv | F:\UPOD\Cell_DLE\CSV_files_raw_nieuwe_structuur\2010\S005_serie2\A_sap15 | F:\UPOD\Cell_DLE\CSV_files_raw_nieuwe_structuur\2010\S005_serie2\A_sap15\5_1003da.csv | 1000
R2-4 | A_PoliV3 | 1 | 5a_0706a.csv | F:\UPOD\Cell_DLE\CSV_files_raw_nieuwe_structuur\2007\m00 | F:\UPOD\Cell_DLE\CSV_files_raw_nieuwe_structuur\2007\m00\5a_0706a.csv | 607
R2-4 | A_PoliV3 | 1 | 5a_0706b.csv | F:\UPOD\Cell_DLE\CSV_files_raw_nieuwe_structuur\2007\m00 | F:\UPOD\Cell_DLE\CSV_files_raw_nieuwe_structuur\2007\m00\5a_0706b.csv | 554
R2-4 | A_PoliV3 | 1 | 6_0603e.csv | F:\UPOD\Cell_DLE\CSV_files_raw_nieuwe_structuur\2006\m00 | F:\UPOD\Cell_DLE\CSV_files_raw_nieuwe_structuur\2006\m00\6_0603e.csv | 1001
R2-4 | A_PoliV3_P_All | 2 | 5_0603e.csv | F:\UPOD\Cell_DLE\CSV_files_raw_nieuwe_structuur\2006\m03 | F:\UPOD\Cell_DLE\CSV_files_raw_nieuwe_structuur\2006\m03\5_0603e.csv | 1001
R2-4 | A_PoliV3_P_All | 2 | 5_0603f.csv | F:\UPOD\Cell_DLE\CSV_files_raw_nieuwe_structuur\2006\m03 | F:\UPOD\Cell_DLE\CSV_files_raw_nieuwe_structuur\2006\m03\5_0603f.csv | 1001
R2-4 | A_PoliV3_P_All | 2 | 5_0603g.csv | F:\UPOD\Cell_DLE\CSV_files_raw_nieuwe_structuur\2006\m03 | F:\UPOD\Cell_DLE\CSV_files_raw_nieuwe_structuur\2006\m03\5_0603g.csv | 1001
R2-4 | A_PoliV3_P_All | 2 | 5_0603h.csv | F:\UPOD\Cell_DLE\CSV_files_raw_nieuwe_structuur\2006\m03 | F:\UPOD\Cell_DLE\CSV_files_raw_nieuwe_structuur\2006\m03\5_0603h.csv | 1001
R2-4 | A_PoliV3_P_All | 2 | 5_0603i.csv | F:\UPOD\Cell_DLE\CSV_files_raw_nieuwe_structuur\2006\m03 | F:\UPOD\Cell_DLE\CSV_files_raw_nieuwe_structuur\2006\m03\5_0603i.csv | 82
R2-4 | A_PoliV3_P_All | 2 | 5_0604a.csv | F:\UPOD\Cell_DLE\CSV_files_raw_nieuwe_structuur\2006\m04 | F:\UPOD\Cell_DLE\CSV_files_raw_nieuwe_structuur\2006\m04\5_0604a.csv | 1001
R2-4 | A_PoliV3_P_All | 2 | 5_0604b.csv | F:\UPOD\Cell_DLE\CSV_files_raw_nieuwe_structuur\2006\m04 | F:\UPOD\Cell_DLE\CSV_files_raw_nieuwe_structuur\2006\m04\5_0604b.csv | 1001
R2-4 | A_PoliV3_P_All | 2 | 5_0604c.csv | F:\UPOD\Cell_DLE\CSV_files_raw_nieuwe_structuur\2006\m04 | F:\UPOD\Cell_DLE\CSV_files_raw_nieuwe_structuur\2006\m04\5_0604c.csv | 1001
R2-4 | A_PoliV3_P_All | 2 | 5_0604d.csv | F:\UPOD\Cell_DLE\CSV_files_raw_nieuwe_structuur\2006\m04 | F:\UPOD\Cell_DLE\CSV_files_raw_nieuwe_structuur\2006\m04\5_0604d.csv | 855
R2-4 | A_PoliV3_P_All | 2 | 5_0604e.csv | F:\UPOD\Cell_DLE\CSV_files_raw_nieuwe_structuur\2006\m04 | F:\UPOD\Cell_DLE\CSV_files_raw_nieuwe_structuur\2006\m04\5_0604e.csv | 1001
R2-4 | A_PoliV3_P_All | 2 | 5_0604f.csv | F:\UPOD\Cell_DLE\CSV_files_raw_nieuwe_structuur\2006\m04 | F:\UPOD\Cell_DLE\CSV_files_raw_nieuwe_structuur\2006\m04\5_0604f.csv | 1001
R2-4 | A_PoliV3_P_All | 2 | 5_0604g.csv | F:\UPOD\Cell_DLE\CSV_files_raw_nieuwe_structuur\2006\m04 | F:\UPOD\Cell_DLE\CSV_files_raw_nieuwe_structuur\2006\m04\5_0604g.csv | 1002
R2-4 | A_PoliV3_P_All | 2 | 6_0306e.csv | F:\UPOD\Cell_DLE\CSV_files_raw_nieuwe_structuur\2006\m03 | F:\UPOD\Cell_DLE\CSV_files_raw_nieuwe_structuur\2006\m03\6_0306e.csv | 1001
R2-4 | A_PoliV3_P_All | 2 | 6_0603f.csv | F:\UPOD\Cell_DLE\CSV_files_raw_nieuwe_structuur\2006\m03 | F:\UPOD\Cell_DLE\CSV_files_raw_nieuwe_structuur\2006\m03\6_0603f.csv | 1002
R2-4 | A_PoliV3_P_All | 2 | 6_0603g.csv | F:\UPOD\Cell_DLE\CSV_files_raw_nieuwe_structuur\2006\m03 | F:\UPOD\Cell_DLE\CSV_files_raw_nieuwe_structuur\2006\m03\6_0603g.csv | 1001
R2-4 | A_PoliV3_P_All | 2 | 6_0603h.csv | F:\UPOD\Cell_DLE\CSV_files_raw_nieuwe_structuur\2006\m03 | F:\UPOD\Cell_DLE\CSV_files_raw_nieuwe_structuur\2006\m03\6_0603h.csv | 175
R2-4 | A_PoliV3_P_All | 2 | 6_0604a.csv | F:\UPOD\Cell_DLE\CSV_files_raw_nieuwe_structuur\2006\m04 | F:\UPOD\Cell_DLE\CSV_files_raw_nieuwe_structuur\2006\m04\6_0604a.csv | 1001
R2-4 | A_PoliV3_P_All | 2 | 6_0604b.csv | F:\UPOD\Cell_DLE\CSV_files_raw_nieuwe_structuur\2006\m04 | F:\UPOD\Cell_DLE\CSV_files_raw_nieuwe_structuur\2006\m04\6_0604b.csv | 1001
R2-4 | A_PoliV3_P_All | 2 | 6_0604c.csv | F:\UPOD\Cell_DLE\CSV_files_raw_nieuwe_structuur\2006\m04 | F:\UPOD\Cell_DLE\CSV_files_raw_nieuwe_structuur\2006\m04\6_0604c.csv | 695
R2-4 | A_PoliV3_P_All | 2 | 6_0604d.csv | F:\UPOD\Cell_DLE\CSV_files_raw_nieuwe_structuur\2006\m04 | F:\UPOD\Cell_DLE\CSV_files_raw_nieuwe_structuur\2006\m04\6_0604d.csv | 1001
R2-4 | A_PoliV3_P_All | 2 | 6_0604e.csv | F:\UPOD\Cell_DLE\CSV_files_raw_nieuwe_structuur\2006\m04 | F:\UPOD\Cell_DLE\CSV_files_raw_nieuwe_structuur\2006\m04\6_0604e.csv | 1001
R2-4 | A_PoliV3_P_All | 2 | 6_0604f.csv | F:\UPOD\Cell_DLE\CSV_files_raw_nieuwe_structuur\2006\m04 | F:\UPOD\Cell_DLE\CSV_files_raw_nieuwe_structuur\2006\m04\6_0604f.csv | 486
R2-4 | A_PoliV3_P_All | 2 | 7_0603d.csv | F:\UPOD\Cell_DLE\CSV_files_raw_nieuwe_structuur\2006\m03 | F:\UPOD\Cell_DLE\CSV_files_raw_nieuwe_structuur\2006\m03\7_0603d.csv | 752
R2-4 | A_PoliV3_P_All | 2 | 7_0604a.csv | F:\UPOD\Cell_DLE\CSV_files_raw_nieuwe_structuur\2006\m04 | F:\UPOD\Cell_DLE\CSV_files_raw_nieuwe_structuur\2006\m04\7_0604a.csv | 1002
R2-4 | A_PoliV3_P_All | 2 | 7_0604b.csv | F:\UPOD\Cell_DLE\CSV_files_raw_nieuwe_structuur\2006\m04 | F:\UPOD\Cell_DLE\CSV_files_raw_nieuwe_structuur\2006\m04\7_0604b.csv | 672
R2-4 | A_PoliV3_P_All | 2 | 7_0604c.csv | F:\UPOD\Cell_DLE\CSV_files_raw_nieuwe_structuur\2006\m04 | F:\UPOD\Cell_DLE\CSV_files_raw_nieuwe_structuur\2006\m04\7_0604c.csv | 1001
R2-4 | M_All | 1 | 5_1003bm.csv | F:\UPOD\Cell_DLE\CSV_files_raw_nieuwe_structuur\2010\S005_serie2\m_all | F:\UPOD\Cell_DLE\CSV_files_raw_nieuwe_structuur\2010\S005_serie2\m_all\5_1003bm.csv | 1000
R2-4 | M_All | 1 | 5_1003cm.csv | F:\UPOD\Cell_DLE\CSV_files_raw_nieuwe_structuur\2010\S005_serie2\m_all | F:\UPOD\Cell_DLE\CSV_files_raw_nieuwe_structuur\2010\S005_serie2\m_all\5_1003cm.csv | 1000
R2-4 | M_All | 1 | 5_1003dm.csv | F:\UPOD\Cell_DLE\CSV_files_raw_nieuwe_structuur\2010\S005_serie2\m_all | F:\UPOD\Cell_DLE\CSV_files_raw_nieuwe_structuur\2010\S005_serie2\m_all\5_1003dm.csv | 1000
R2-4 | P_All | 1 | 5_1003bp.csv | F:\UPOD\Cell_DLE\CSV_files_raw_nieuwe_structuur\2010\S005_serie2\p_all | F:\UPOD\Cell_DLE\CSV_files_raw_nieuwe_structuur\2010\S005_serie2\p_all\5_1003bp.csv | 1000
R2-4 | P_All | 1 | 5_1003cp.csv | F:\UPOD\Cell_DLE\CSV_files_raw_nieuwe_structuur\2010\S005_serie2\p_all | F:\UPOD\Cell_DLE\CSV_files_raw_nieuwe_structuur\2010\S005_serie2\p_all\5_1003cp.csv | 1000
R2-4 | P_All | 1 | 5_1003dp.csv | F:\UPOD\Cell_DLE\CSV_files_raw_nieuwe_structuur\2010\S005_serie2\p_all | F:\UPOD\Cell_DLE\CSV_files_raw_nieuwe_structuur\2010\S005_serie2\p_all\5_1003dp.csv | 1000
R2-5 | A_PoliV3 | 1 | 3_0907a.csv | F:\UPOD\Cell_DLE\CSV_files_raw_nieuwe_structuur\2009\K3\T03 | F:\UPOD\Cell_DLE\CSV_files_raw_nieuwe_structuur\2009\K3\T03\3_0907a.csv | 1000
R2-5 | A_PoliV3 | 1 | 3_0907b.csv | F:\UPOD\Cell_DLE\CSV_files_raw_nieuwe_structuur\2009\K3\T03 | F:\UPOD\Cell_DLE\CSV_files_raw_nieuwe_structuur\2009\K3\T03\3_0907b.csv | 1001
R2-5 | A_PoliV3 | 1 | 3_0908a.csv | F:\UPOD\Cell_DLE\CSV_files_raw_nieuwe_structuur\2009\K3\T03 | F:\UPOD\Cell_DLE\CSV_files_raw_nieuwe_structuur\2009\K3\T03\3_0908a.csv | 1000
R2-5 | A_PoliV3 | 1 | 3_0908b.csv | F:\UPOD\Cell_DLE\CSV_files_raw_nieuwe_structuur\2009\K3\T03 | F:\UPOD\Cell_DLE\CSV_files_raw_nieuwe_structuur\2009\K3\T03\3_0908b.csv | 931
R2-5 | A_PoliV3 | 1 | 3_0908c.csv | F:\UPOD\Cell_DLE\CSV_files_raw_nieuwe_structuur\2009\K3\T03 | F:\UPOD\Cell_DLE\CSV_files_raw_nieuwe_structuur\2009\K3\T03\3_0908c.csv | 1000
R2-5 | A_PoliV3 | 1 | 3_0909a.csv | F:\UPOD\Cell_DLE\CSV_files_raw_nieuwe_structuur\2009\K3\T03 | F:\UPOD\Cell_DLE\CSV_files_raw_nieuwe_structuur\2009\K3\T03\3_0909a.csv | 1000
R2-5 | A_PoliV3 | 1 | 3_0909b.csv | F:\UPOD\Cell_DLE\CSV_files_raw_nieuwe_structuur\2009\K3\T03 | F:\UPOD\Cell_DLE\CSV_files_raw_nieuwe_structuur\2009\K3\T03\3_0909b.csv | 336
R2-5 | A_PoliV3 | 1 | 3_0909c.csv | F:\UPOD\Cell_DLE\CSV_files_raw_nieuwe_structuur\2009\K4\T03 | F:\UPOD\Cell_DLE\CSV_files_raw_nieuwe_structuur\2009\K4\T03\3_0909c.csv | 1000
R2-5 | A_PoliV3 | 1 | 3_0910a.csv | F:\UPOD\Cell_DLE\CSV_files_raw_nieuwe_structuur\2009\K4\T03 | F:\UPOD\Cell_DLE\CSV_files_raw_nieuwe_structuur\2009\K4\T03\3_0910a.csv | 1000
R2-5 | A_PoliV3 | 1 | 3_0910b.csv | F:\UPOD\Cell_DLE\CSV_files_raw_nieuwe_structuur\2009\K4\T03 | F:\UPOD\Cell_DLE\CSV_files_raw_nieuwe_structuur\2009\K4\T03\3_0910b.csv | 1000
R2-5 | A_PoliV3 | 1 | 3_0910c.csv | F:\UPOD\Cell_DLE\CSV_files_raw_nieuwe_structuur\2009\K4\T03 | F:\UPOD\Cell_DLE\CSV_files_raw_nieuwe_structuur\2009\K4\T03\3_0910c.csv | 1000
R2-5 | A_PoliV3 | 1 | 3_0911a.csv | F:\UPOD\Cell_DLE\CSV_files_raw_nieuwe_structuur\2009\K4\T03 | F:\UPOD\Cell_DLE\CSV_files_raw_nieuwe_structuur\2009\K4\T03\3_0911a.csv | 997
R2-5 | A_PoliV3 | 1 | 3_0911b.csv | F:\UPOD\Cell_DLE\CSV_files_raw_nieuwe_structuur\2009\K4\T03 | F:\UPOD\Cell_DLE\CSV_files_raw_nieuwe_structuur\2009\K4\T03\3_0911b.csv | 999
R2-5 | A_PoliV3 | 1 | 3_0911c.csv | F:\UPOD\Cell_DLE\CSV_files_raw_nieuwe_structuur\2009\K4\T03 | F:\UPOD\Cell_DLE\CSV_files_raw_nieuwe_structuur\2009\K4\T03\3_0911c.csv | 1000
R2-5 | A_PoliV3 | 1 | 3_0912a.csv | F:\UPOD\Cell_DLE\CSV_files_raw_nieuwe_structuur\2009\K4\T03 | F:\UPOD\Cell_DLE\CSV_files_raw_nieuwe_structuur\2009\K4\T03\3_0912a.csv | 1000
R2-5 | A_PoliV3 | 1 | 3_0912b.csv | F:\UPOD\Cell_DLE\CSV_files_raw_nieuwe_structuur\2009\K4\T03 | F:\UPOD\Cell_DLE\CSV_files_raw_nieuwe_structuur\2009\K4\T03\3_0912b.csv | 413
R2-5 | A_PoliV3 | 1 | 3_0912c.csv | F:\UPOD\Cell_DLE\CSV_files_raw_nieuwe_structuur\2009\K4\T03 | F:\UPOD\Cell_DLE\CSV_files_raw_nieuwe_structuur\2009\K4\T03\3_0912c.csv | 1000
R2-5 | A_PoliV3 | 1 | 3_0912d.csv | F:\UPOD\Cell_DLE\CSV_files_raw_nieuwe_structuur\2009\K4\T03 | F:\UPOD\Cell_DLE\CSV_files_raw_nieuwe_structuur\2009\K4\T03\3_0912d.csv | 1000
R2-5 | A_PoliV3 | 1 | 3_1001a.csv | F:\UPOD\Cell_DLE\CSV_files_raw_nieuwe_structuur\2009\K4\T03 | F:\UPOD\Cell_DLE\CSV_files_raw_nieuwe_structuur\2009\K4\T03\3_1001a.csv | 1000
R2-5 | A_PoliV3 | 1 | 3_1001b.csv | F:\UPOD\Cell_DLE\CSV_files_raw_nieuwe_structuur\2009\K4\T03 | F:\UPOD\Cell_DLE\CSV_files_raw_nieuwe_structuur\2009\K4\T03\3_1001b.csv | 1000
R2-5 | A_PoliV3 | 1 | 3_1001c.csv | F:\UPOD\Cell_DLE\CSV_files_raw_nieuwe_structuur\2010\K1\T03 | F:\UPOD\Cell_DLE\CSV_files_raw_nieuwe_structuur\2010\K1\T03\3_1001c.csv | 914
R2-5 | A_PoliV3 | 1 | 3_1002a.csv | F:\UPOD\Cell_DLE\CSV_files_raw_nieuwe_structuur\2010\K1\T03 | F:\UPOD\Cell_DLE\CSV_files_raw_nieuwe_structuur\2010\K1\T03\3_1002a.csv | 1000
R2-5 | A_PoliV3 | 1 | 3_1002b.csv | F:\UPOD\Cell_DLE\CSV_files_raw_nieuwe_structuur\2010\K1\T03 | F:\UPOD\Cell_DLE\CSV_files_raw_nieuwe_structuur\2010\K1\T03\3_1002b.csv | 1000
R2-5 | A_PoliV3 | 1 | 3_1002c.csv | F:\UPOD\Cell_DLE\CSV_files_raw_nieuwe_structuur\2010\K1\T03 | F:\UPOD\Cell_DLE\CSV_files_raw_nieuwe_structuur\2010\K1\T03\3_1002c.csv | 1000
R2-5 | A_PoliV3 | 1 | 3_1003a.csv | F:\UPOD\Cell_DLE\CSV_files_raw_nieuwe_structuur\2010\K1\T03 | F:\UPOD\Cell_DLE\CSV_files_raw_nieuwe_structuur\2010\K1\T03\3_1003a.csv | 1000
R2-5 | A_PoliV3 | 1 | 3_1003b.csv | F:\UPOD\Cell_DLE\CSV_files_raw_nieuwe_structuur\2010\K1\T03 | F:\UPOD\Cell_DLE\CSV_files_raw_nieuwe_structuur\2010\K1\T03\3_1003b.csv | 1000
R2-5 | A_PoliV3 | 1 | 3_1003c.csv | F:\UPOD\Cell_DLE\CSV_files_raw_nieuwe_structuur\2010\K1\T03 | F:\UPOD\Cell_DLE\CSV_files_raw_nieuwe_structuur\2010\K1\T03\3_1003c.csv | 1000
R2-5 | A_PoliV3 | 1 | 3_1003da.csv | F:\UPOD\Cell_DLE\CSV_files_raw_nieuwe_structuur\2010\K2_serie2\A_sap34 | F:\UPOD\Cell_DLE\CSV_files_raw_nieuwe_structuur\2010\K2_serie2\A_sap34\3_1003da.csv | 1000
R2-5 | A_PoliV3 | 1 | 3_1004aa.csv | F:\UPOD\Cell_DLE\CSV_files_raw_nieuwe_structuur\2010\K2_serie2\A_sap34 | F:\UPOD\Cell_DLE\CSV_files_raw_nieuwe_structuur\2010\K2_serie2\A_sap34\3_1004aa.csv | 1000
R2-5 | A_PoliV3 | 1 | 3_1004ba.csv | F:\UPOD\Cell_DLE\CSV_files_raw_nieuwe_structuur\2010\K2_serie2\A_sap34 | F:\UPOD\Cell_DLE\CSV_files_raw_nieuwe_structuur\2010\K2_serie2\A_sap34\3_1004ba.csv | 1000
R2-5 | A_PoliV3 | 1 | 3_1005aa.csv | F:\UPOD\Cell_DLE\CSV_files_raw_nieuwe_structuur\2010\K2_serie2\A_sap34 | F:\UPOD\Cell_DLE\CSV_files_raw_nieuwe_structuur\2010\K2_serie2\A_sap34\3_1005aa.csv | 1000
R2-5 | A_PoliV3 | 1 | 3_1005ba.csv | F:\UPOD\Cell_DLE\CSV_files_raw_nieuwe_structuur\2010\K2_serie2\A_sap34 | F:\UPOD\Cell_DLE\CSV_files_raw_nieuwe_structuur\2010\K2_serie2\A_sap34\3_1005ba.csv | 1000
R2-5 | A_PoliV3 | 1 | 3_1005ca.csv | F:\UPOD\Cell_DLE\CSV_files_raw_nieuwe_structuur\2010\K2_serie2\A_sap34 | F:\UPOD\Cell_DLE\CSV_files_raw_nieuwe_structuur\2010\K2_serie2\A_sap34\3_1005ca.csv | 1000
R2-5 | A_PoliV3 | 1 | 3_1005da.csv | F:\UPOD\Cell_DLE\CSV_files_raw_nieuwe_structuur\2010\K2_serie2\A_sap34 | F:\UPOD\Cell_DLE\CSV_files_raw_nieuwe_structuur\2010\K2_serie2\A_sap34\3_1005da.csv | 904
R2-5 | A_PoliV3 | 1 | 3_1006aa.csv | F:\UPOD\Cell_DLE\CSV_files_raw_nieuwe_structuur\2010\K2_serie2\A_sap34 | F:\UPOD\Cell_DLE\CSV_files_raw_nieuwe_structuur\2010\K2_serie2\A_sap34\3_1006aa.csv | 1000
R2-5 | A_PoliV3 | 1 | 3_1006ba.csv | F:\UPOD\Cell_DLE\CSV_files_raw_nieuwe_structuur\2010\K2_serie2\A_sap34 | F:\UPOD\Cell_DLE\CSV_files_raw_nieuwe_structuur\2010\K2_serie2\A_sap34\3_1006ba.csv | 1000
R2-5 | A_PoliV3 | 1 | 3_1007aa.csv | F:\UPOD\Cell_DLE\CSV_files_raw_nieuwe_structuur\2010\K2_serie2\A_sap34 | F:\UPOD\Cell_DLE\CSV_files_raw_nieuwe_structuur\2010\K2_serie2\A_sap34\3_1007aa.csv | 1000
R2-5 | A_PoliV3 | 1 | 3_1007ba.csv | F:\UPOD\Cell_DLE\CSV_files_raw_nieuwe_structuur\2010\K2_serie2\A_sap34 | F:\UPOD\Cell_DLE\CSV_files_raw_nieuwe_structuur\2010\K2_serie2\A_sap34\3_1007ba.csv | 1000
R2-5 | A_PoliV3 | 1 | 3_1007ca.csv | F:\UPOD\Cell_DLE\CSV_files_raw_nieuwe_structuur\2010\K2_serie2\A_sap34 | F:\UPOD\Cell_DLE\CSV_files_raw_nieuwe_structuur\2010\K2_serie2\A_sap34\3_1007ca.csv | 1000
R2-5 | A_PoliV3 | 1 | 3_1008aa.csv | F:\UPOD\Cell_DLE\CSV_files_raw_nieuwe_structuur\2010\K2_serie2\A_sap34 | F:\UPOD\Cell_DLE\CSV_files_raw_nieuwe_structuur\2010\K2_serie2\A_sap34\3_1008aa.csv | 997
R2-5 | A_PoliV3 | 1 | 3_1008ba.csv | F:\UPOD\Cell_DLE\CSV_files_raw_nieuwe_structuur\2010\K2_serie2\A_sap34 | F:\UPOD\Cell_DLE\CSV_files_raw_nieuwe_structuur\2010\K2_serie2\A_sap34\3_1008ba.csv | 1000
R2-5 | A_PoliV3 | 1 | 3_1008ca.csv | F:\UPOD\Cell_DLE\CSV_files_raw_nieuwe_structuur\2010\K2_serie2\A_sap34 | F:\UPOD\Cell_DLE\CSV_files_raw_nieuwe_structuur\2010\K2_serie2\A_sap34\3_1008ca.csv | 548
R2-5 | A_PoliV3 | 1 | 3_1008da.csv | F:\UPOD\Cell_DLE\CSV_files_raw_nieuwe_structuur\2010\K2_serie2\A_sap15 | F:\UPOD\Cell_DLE\CSV_files_raw_nieuwe_structuur\2010\K2_serie2\A_sap15\3_1008da.csv | 1000
R2-5 | A_PoliV3 | 1 | 3_1008da.csv | F:\UPOD\Cell_DLE\CSV_files_raw_nieuwe_structuur\2010\magweg | F:\UPOD\Cell_DLE\CSV_files_raw_nieuwe_structuur\2010\magweg\3_1008da.csv | 1000
R2-5 | A_PoliV3 | 1 | 4_0912b.csv | F:\UPOD\Cell_DLE\CSV_files_raw_nieuwe_structuur\2009\K4\T03 | F:\UPOD\Cell_DLE\CSV_files_raw_nieuwe_structuur\2009\K4\T03\4_0912b.csv | 996
R2-5 | A_PoliV3 | 1 | 4_1002a.csv | F:\UPOD\Cell_DLE\CSV_files_raw_nieuwe_structuur\2010\K1\T03 | F:\UPOD\Cell_DLE\CSV_files_raw_nieuwe_structuur\2010\K1\T03\4_1002a.csv | 1000
R2-5 | A_PoliV3 | 1 | 4_1002b.csv | F:\UPOD\Cell_DLE\CSV_files_raw_nieuwe_structuur\2010\K1\T03 | F:\UPOD\Cell_DLE\CSV_files_raw_nieuwe_structuur\2010\K1\T03\4_1002b.csv | 1000
R2-5 | A_PoliV3 | 1 | 5_0308e.csv | F:\UPOD\Cell_DLE\CSV_files_raw_nieuwe_structuur\2008\K1\T03 | F:\UPOD\Cell_DLE\CSV_files_raw_nieuwe_structuur\2008\K1\T03\5_0308e.csv | 775
R2-5 | A_PoliV3 | 1 | 5_0308f.csv | F:\UPOD\Cell_DLE\CSV_files_raw_nieuwe_structuur\2008\K1\T03 | F:\UPOD\Cell_DLE\CSV_files_raw_nieuwe_structuur\2008\K1\T03\5_0308f.csv | 1000
R2-5 | A_PoliV3 | 1 | 5_0308g.csv | F:\UPOD\Cell_DLE\CSV_files_raw_nieuwe_structuur\2008\K1\T03 | F:\UPOD\Cell_DLE\CSV_files_raw_nieuwe_structuur\2008\K1\T03\5_0308g.csv | 1000
R2-5 | A_PoliV3 | 1 | 5_0308h.csv | F:\UPOD\Cell_DLE\CSV_files_raw_nieuwe_structuur\2008\K1\T03 | F:\UPOD\Cell_DLE\CSV_files_raw_nieuwe_structuur\2008\K1\T03\5_0308h.csv | 1000
R2-5 | A_PoliV3 | 1 | 5_0308i.csv | F:\UPOD\Cell_DLE\CSV_files_raw_nieuwe_structuur\2008\K1\T03 | F:\UPOD\Cell_DLE\CSV_files_raw_nieuwe_structuur\2008\K1\T03\5_0308i.csv | 1000
R2-5 | A_PoliV3 | 1 | 5_0308j.csv | F:\UPOD\Cell_DLE\CSV_files_raw_nieuwe_structuur\2008\K1\T03 | F:\UPOD\Cell_DLE\CSV_files_raw_nieuwe_structuur\2008\K1\T03\5_0308j.csv | 143
R2-5 | A_PoliV3 | 1 | 5_0408a.csv | F:\UPOD\Cell_DLE\CSV_files_raw_nieuwe_structuur\2008\m04oud | F:\UPOD\Cell_DLE\CSV_files_raw_nieuwe_structuur\2008\m04oud\5_0408a.csv | 1000
R2-5 | A_PoliV3 | 1 | 5_0408b.csv | F:\UPOD\Cell_DLE\CSV_files_raw_nieuwe_structuur\2008\m04oud | F:\UPOD\Cell_DLE\CSV_files_raw_nieuwe_structuur\2008\m04oud\5_0408b.csv | 1000
R2-5 | A_PoliV3 | 1 | 5_0408c.csv | F:\UPOD\Cell_DLE\CSV_files_raw_nieuwe_structuur\2008\m04oud | F:\UPOD\Cell_DLE\CSV_files_raw_nieuwe_structuur\2008\m04oud\5_0408c.csv | 1000
R2-5 | A_PoliV3 | 1 | 5_0408d.csv | F:\UPOD\Cell_DLE\CSV_files_raw_nieuwe_structuur\2008\m04oud | F:\UPOD\Cell_DLE\CSV_files_raw_nieuwe_structuur\2008\m04oud\5_0408d.csv | 1000
R2-5 | A_PoliV3 | 1 | 5_0408e.csv | F:\UPOD\Cell_DLE\CSV_files_raw_nieuwe_structuur\2008\m04oud | F:\UPOD\Cell_DLE\CSV_files_raw_nieuwe_structuur\2008\m04oud\5_0408e.csv | 1132
R2-5 | A_PoliV3 | 1 | 6_0308d.csv | F:\UPOD\Cell_DLE\CSV_files_raw_nieuwe_structuur\2008\K1\T03 | F:\UPOD\Cell_DLE\CSV_files_raw_nieuwe_structuur\2008\K1\T03\6_0308d.csv | 341
R2-5 | A_PoliV3 | 1 | 6_0308e.csv | F:\UPOD\Cell_DLE\CSV_files_raw_nieuwe_structuur\2008\K1\T03 | F:\UPOD\Cell_DLE\CSV_files_raw_nieuwe_structuur\2008\K1\T03\6_0308e.csv | 1000
R2-5 | A_PoliV3 | 1 | 6_0308f.csv | F:\UPOD\Cell_DLE\CSV_files_raw_nieuwe_structuur\2008\K1\T03 | F:\UPOD\Cell_DLE\CSV_files_raw_nieuwe_structuur\2008\K1\T03\6_0308f.csv | 879
R2-5 | A_PoliV3 | 1 | 6_0408a.csv | F:\UPOD\Cell_DLE\CSV_files_raw_nieuwe_structuur\2008\m04oud | F:\UPOD\Cell_DLE\CSV_files_raw_nieuwe_structuur\2008\m04oud\6_0408a.csv | 1000
R2-5 | A_PoliV3 | 1 | 6_0408b.csv | F:\UPOD\Cell_DLE\CSV_files_raw_nieuwe_structuur\2008\m04oud | F:\UPOD\Cell_DLE\CSV_files_raw_nieuwe_structuur\2008\m04oud\6_0408b.csv | 1000
R2-5 | A_PoliV3 | 1 | 6_0408c.csv | F:\UPOD\Cell_DLE\CSV_files_raw_nieuwe_structuur\2008\m04oud | F:\UPOD\Cell_DLE\CSV_files_raw_nieuwe_structuur\2008\m04oud\6_0408c.csv | 1000
R2-5 | A_PoliV3 | 1 | 6_0408d.csv | F:\UPOD\Cell_DLE\CSV_files_raw_nieuwe_structuur\2008\m04oud | F:\UPOD\Cell_DLE\CSV_files_raw_nieuwe_structuur\2008\m04oud\6_0408d.csv | 535
R2-5 | A_PoliV3 | 1 | 7_0308b.csv | F:\UPOD\Cell_DLE\CSV_files_raw_nieuwe_structuur\2008\K1\T03 | F:\UPOD\Cell_DLE\CSV_files_raw_nieuwe_structuur\2008\K1\T03\7_0308b.csv | 738
R2-5 | A_PoliV3 | 1 | 7_0308c.csv | F:\UPOD\Cell_DLE\CSV_files_raw_nieuwe_structuur\2008\K1\T03 | F:\UPOD\Cell_DLE\CSV_files_raw_nieuwe_structuur\2008\K1\T03\7_0308c.csv | 1000
R2-5 | A_PoliV3 | 1 | 7_0308d.csv | F:\UPOD\Cell_DLE\CSV_files_raw_nieuwe_structuur\2008\K1\T03 | F:\UPOD\Cell_DLE\CSV_files_raw_nieuwe_structuur\2008\K1\T03\7_0308d.csv | 760
R2-5 | A_PoliV3 | 1 | 7_0408a.csv | F:\UPOD\Cell_DLE\CSV_files_raw_nieuwe_structuur\2008\m04oud | F:\UPOD\Cell_DLE\CSV_files_raw_nieuwe_structuur\2008\m04oud\7_0408a.csv | 1000
R2-5 | A_PoliV3 | 1 | 7_0408b.csv | F:\UPOD\Cell_DLE\CSV_files_raw_nieuwe_structuur\2008\m04oud | F:\UPOD\Cell_DLE\CSV_files_raw_nieuwe_structuur\2008\m04oud\7_0408b.csv | 1082
R2-5 | A_PoliV3 | 1 | 7_0408c.csv | F:\UPOD\Cell_DLE\CSV_files_raw_nieuwe_structuur\2008\m04oud | F:\UPOD\Cell_DLE\CSV_files_raw_nieuwe_structuur\2008\m04oud\7_0408c.csv | 1000
R2-5 | A_PoliV3 | 1 | 7_0408d.csv | F:\UPOD\Cell_DLE\CSV_files_raw_nieuwe_structuur\2008\m04oud | F:\UPOD\Cell_DLE\CSV_files_raw_nieuwe_structuur\2008\m04oud\7_0408d.csv | 296
R2-5 | A_PoliV3_P_All | 2 | 5_0408ax.csv | F:\UPOD\Cell_DLE\CSV_files_raw_nieuwe_structuur\2008\K2\T05 | F:\UPOD\Cell_DLE\CSV_files_raw_nieuwe_structuur\2008\K2\T05\5_0408ax.csv | 1000
R2-5 | A_PoliV3_P_All | 2 | 5_0508a.csv | F:\UPOD\Cell_DLE\CSV_files_raw_nieuwe_structuur\2008\K2\T05 | F:\UPOD\Cell_DLE\CSV_files_raw_nieuwe_structuur\2008\K2\T05\5_0508a.csv | 1000
R2-5 | A_PoliV3_P_All | 2 | 5_0508b.csv | F:\UPOD\Cell_DLE\CSV_files_raw_nieuwe_structuur\2008\K2\T05 | F:\UPOD\Cell_DLE\CSV_files_raw_nieuwe_structuur\2008\K2\T05\5_0508b.csv | 1000
R2-5 | A_PoliV3_P_All | 2 | 5_0508c.csv | F:\UPOD\Cell_DLE\CSV_files_raw_nieuwe_structuur\2008\K2\T05 | F:\UPOD\Cell_DLE\CSV_files_raw_nieuwe_structuur\2008\K2\T05\5_0508c.csv | 1000
R2-5 | A_PoliV3_P_All | 2 | 5_0508d.csv | F:\UPOD\Cell_DLE\CSV_files_raw_nieuwe_structuur\2008\K2\T05 | F:\UPOD\Cell_DLE\CSV_files_raw_nieuwe_structuur\2008\K2\T05\5_0508d.csv | 863
R2-5 | A_PoliV3_P_All | 2 | 5_0508e.csv | F:\UPOD\Cell_DLE\CSV_files_raw_nieuwe_structuur\2008\K2\T05 | F:\UPOD\Cell_DLE\CSV_files_raw_nieuwe_structuur\2008\K2\T05\5_0508e.csv | 1000
R2-5 | A_PoliV3_P_All | 2 | 5_0804bx.csv | F:\UPOD\Cell_DLE\CSV_files_raw_nieuwe_structuur\2008\K2\T05 | F:\UPOD\Cell_DLE\CSV_files_raw_nieuwe_structuur\2008\K2\T05\5_0804bx.csv | 1000
R2-5 | A_PoliV3_P_All | 2 | 5_0804cx.csv | F:\UPOD\Cell_DLE\CSV_files_raw_nieuwe_structuur\2008\K2\T05 | F:\UPOD\Cell_DLE\CSV_files_raw_nieuwe_structuur\2008\K2\T05\5_0804cx.csv | 1000
R2-5 | A_PoliV3_P_All | 2 | 5_0804dx.csv | F:\UPOD\Cell_DLE\CSV_files_raw_nieuwe_structuur\2008\K2\T05 | F:\UPOD\Cell_DLE\CSV_files_raw_nieuwe_structuur\2008\K2\T05\5_0804dx.csv | 1000
R2-5 | A_PoliV3_P_All | 2 | 5_0804ex.csv | F:\UPOD\Cell_DLE\CSV_files_raw_nieuwe_structuur\2008\K2\T05 | F:\UPOD\Cell_DLE\CSV_files_raw_nieuwe_structuur\2008\K2\T05\5_0804ex.csv | 1000
R2-5 | A_PoliV3_P_All | 2 | 5_0804fx.csv | F:\UPOD\Cell_DLE\CSV_files_raw_nieuwe_structuur\2008\K2\T05 | F:\UPOD\Cell_DLE\CSV_files_raw_nieuwe_structuur\2008\K2\T05\5_0804fx.csv | 1000
R2-5 | A_PoliV3_P_All | 2 | 5_0804gx.csv | F:\UPOD\Cell_DLE\CSV_files_raw_nieuwe_structuur\2008\K2\T05 | F:\UPOD\Cell_DLE\CSV_files_raw_nieuwe_structuur\2008\K2\T05\5_0804gx.csv | 341
R2-5 | A_PoliV3_P_All | 2 | 6_0508a.csv | F:\UPOD\Cell_DLE\CSV_files_raw_nieuwe_structuur\2008\K2\T05 | F:\UPOD\Cell_DLE\CSV_files_raw_nieuwe_structuur\2008\K2\T05\6_0508a.csv | 1000
R2-5 | A_PoliV3_P_All | 2 | 6_0508b.csv | F:\UPOD\Cell_DLE\CSV_files_raw_nieuwe_structuur\2008\K2\T05 | F:\UPOD\Cell_DLE\CSV_files_raw_nieuwe_structuur\2008\K2\T05\6_0508b.csv | 1000
R2-5 | A_PoliV3_P_All | 2 | 6_0508c.csv | F:\UPOD\Cell_DLE\CSV_files_raw_nieuwe_structuur\2008\K2\T05 | F:\UPOD\Cell_DLE\CSV_files_raw_nieuwe_structuur\2008\K2\T05\6_0508c.csv | 1000
R2-5 | A_PoliV3_P_All | 2 | 6_0508d.csv | F:\UPOD\Cell_DLE\CSV_files_raw_nieuwe_structuur\2008\K2\T05 | F:\UPOD\Cell_DLE\CSV_files_raw_nieuwe_structuur\2008\K2\T05\6_0508d.csv | 294
R2-5 | A_PoliV3_P_All | 2 | 6_0804ax.csv | F:\UPOD\Cell_DLE\CSV_files_raw_nieuwe_structuur\2008\K2\T05 | F:\UPOD\Cell_DLE\CSV_files_raw_nieuwe_structuur\2008\K2\T05\6_0804ax.csv | 1000
R2-5 | A_PoliV3_P_All | 2 | 6_0804bx.csv | F:\UPOD\Cell_DLE\CSV_files_raw_nieuwe_structuur\2008\K2\T05 | F:\UPOD\Cell_DLE\CSV_files_raw_nieuwe_structuur\2008\K2\T05\6_0804bx.csv | 1000
R2-5 | A_PoliV3_P_All | 2 | 6_0804cx.csv | F:\UPOD\Cell_DLE\CSV_files_raw_nieuwe_structuur\2008\K2\T05 | F:\UPOD\Cell_DLE\CSV_files_raw_nieuwe_structuur\2008\K2\T05\6_0804cx.csv | 1000
R2-5 | A_PoliV3_P_All | 2 | 6_0804dx.csv | F:\UPOD\Cell_DLE\CSV_files_raw_nieuwe_structuur\2008\K2\T05 | F:\UPOD\Cell_DLE\CSV_files_raw_nieuwe_structuur\2008\K2\T05\6_0804dx.csv | 1000
R2-5 | A_PoliV3_P_All | 2 | 6_0804ex.csv | F:\UPOD\Cell_DLE\CSV_files_raw_nieuwe_structuur\2008\K2\T05 | F:\UPOD\Cell_DLE\CSV_files_raw_nieuwe_structuur\2008\K2\T05\6_0804ex.csv | 1000
R2-5 | A_PoliV3_P_All | 2 | 6_0804fx.csv | F:\UPOD\Cell_DLE\CSV_files_raw_nieuwe_structuur\2008\K2\T05 | F:\UPOD\Cell_DLE\CSV_files_raw_nieuwe_structuur\2008\K2\T05\6_0804fx.csv | 1000
R2-5 | A_PoliV3_P_All | 2 | 6_0804gx.csv | F:\UPOD\Cell_DLE\CSV_files_raw_nieuwe_structuur\2008\K2\T05 | F:\UPOD\Cell_DLE\CSV_files_raw_nieuwe_structuur\2008\K2\T05\6_0804gx.csv | 834
R2-5 | A_PoliV3_P_All | 2 | 7_0408cx.csv | F:\UPOD\Cell_DLE\CSV_files_raw_nieuwe_structuur\2008\K2\T05 | F:\UPOD\Cell_DLE\CSV_files_raw_nieuwe_structuur\2008\K2\T05\7_0408cx.csv | 1000
R2-5 | A_PoliV3_P_All | 2 | 7_0508a.csv | F:\UPOD\Cell_DLE\CSV_files_raw_nieuwe_structuur\2008\K2\T05 | F:\UPOD\Cell_DLE\CSV_files_raw_nieuwe_structuur\2008\K2\T05\7_0508a.csv | 1000
R2-5 | A_PoliV3_P_All | 2 | 7_0508b.csv | F:\UPOD\Cell_DLE\CSV_files_raw_nieuwe_structuur\2008\K2\T05 | F:\UPOD\Cell_DLE\CSV_files_raw_nieuwe_structuur\2008\K2\T05\7_0508b.csv | 679
R2-5 | A_PoliV3_P_All | 2 | 7_0508c.csv | F:\UPOD\Cell_DLE\CSV_files_raw_nieuwe_structuur\2008\K2\T05 | F:\UPOD\Cell_DLE\CSV_files_raw_nieuwe_structuur\2008\K2\T05\7_0508c.csv | 1000
R2-5 | A_PoliV3_P_All | 2 | 7_0804BX.CSV | F:\UPOD\Cell_DLE\CSV_files_raw_nieuwe_structuur\2008\K2\T05 | F:\UPOD\Cell_DLE\CSV_files_raw_nieuwe_structuur\2008\K2\T05\7_0804BX.CSV | 1000
R2-5 | A_PoliV3_P_All | 2 | 7_0804dx.csv | F:\UPOD\Cell_DLE\CSV_files_raw_nieuwe_structuur\2008\K2\T05 | F:\UPOD\Cell_DLE\CSV_files_raw_nieuwe_structuur\2008\K2\T05\7_0804dx.csv | 1000
R2-5 | A_PoliV3_P_All | 2 | 7_0804ex.csv | F:\UPOD\Cell_DLE\CSV_files_raw_nieuwe_structuur\2008\K2\T05 | F:\UPOD\Cell_DLE\CSV_files_raw_nieuwe_structuur\2008\K2\T05\7_0804ex.csv | 1000
R2-5 | A_PoliV3_P_All | 2 | 7_0804fx.csv | F:\UPOD\Cell_DLE\CSV_files_raw_nieuwe_structuur\2008\K2\T05 | F:\UPOD\Cell_DLE\CSV_files_raw_nieuwe_structuur\2008\K2\T05\7_0804fx.csv | 1000
R2-5 | A_PoliV3_P_All | 2 | 7_0804gx.csv | F:\UPOD\Cell_DLE\CSV_files_raw_nieuwe_structuur\2008\K2\T05 | F:\UPOD\Cell_DLE\CSV_files_raw_nieuwe_structuur\2008\K2\T05\7_0804gx.csv | 867
R2-5 | M_All | 1 | 3_1003dm.csv | F:\UPOD\Cell_DLE\CSV_files_raw_nieuwe_structuur\2010\K2_serie2\M_ALL | F:\UPOD\Cell_DLE\CSV_files_raw_nieuwe_structuur\2010\K2_serie2\M_ALL\3_1003dm.csv | 1000
R2-5 | M_All | 1 | 3_1004am.csv | F:\UPOD\Cell_DLE\CSV_files_raw_nieuwe_structuur\2010\K2_serie2\M_ALL | F:\UPOD\Cell_DLE\CSV_files_raw_nieuwe_structuur\2010\K2_serie2\M_ALL\3_1004am.csv | 1000
R2-5 | M_All | 1 | 3_1004bm.csv | F:\UPOD\Cell_DLE\CSV_files_raw_nieuwe_structuur\2010\K2_serie2\M_ALL | F:\UPOD\Cell_DLE\CSV_files_raw_nieuwe_structuur\2010\K2_serie2\M_ALL\3_1004bm.csv | 1000
R2-5 | M_All | 1 | 3_1005am.csv | F:\UPOD\Cell_DLE\CSV_files_raw_nieuwe_structuur\2010\K2_serie2\M_ALL | F:\UPOD\Cell_DLE\CSV_files_raw_nieuwe_structuur\2010\K2_serie2\M_ALL\3_1005am.csv | 1000
R2-5 | M_All | 1 | 3_1005bm.csv | F:\UPOD\Cell_DLE\CSV_files_raw_nieuwe_structuur\2010\K2_serie2\M_ALL | F:\UPOD\Cell_DLE\CSV_files_raw_nieuwe_structuur\2010\K2_serie2\M_ALL\3_1005bm.csv | 1000
R2-5 | M_All | 1 | 3_1005cm.csv | F:\UPOD\Cell_DLE\CSV_files_raw_nieuwe_structuur\2010\K2_serie2\M_ALL | F:\UPOD\Cell_DLE\CSV_files_raw_nieuwe_structuur\2010\K2_serie2\M_ALL\3_1005cm.csv | 1000
R2-5 | M_All | 1 | 3_1005dm.csv | F:\UPOD\Cell_DLE\CSV_files_raw_nieuwe_structuur\2010\K2_serie2\M_ALL | F:\UPOD\Cell_DLE\CSV_files_raw_nieuwe_structuur\2010\K2_serie2\M_ALL\3_1005dm.csv | 904
R2-5 | M_All | 1 | 3_1006am.csv | F:\UPOD\Cell_DLE\CSV_files_raw_nieuwe_structuur\2010\K2_serie2\M_ALL | F:\UPOD\Cell_DLE\CSV_files_raw_nieuwe_structuur\2010\K2_serie2\M_ALL\3_1006am.csv | 1000
R2-5 | M_All | 1 | 3_1006bm.csv | F:\UPOD\Cell_DLE\CSV_files_raw_nieuwe_structuur\2010\K2_serie2\M_ALL | F:\UPOD\Cell_DLE\CSV_files_raw_nieuwe_structuur\2010\K2_serie2\M_ALL\3_1006bm.csv | 1000
R2-5 | M_All | 1 | 3_1007am.csv | F:\UPOD\Cell_DLE\CSV_files_raw_nieuwe_structuur\2010\K2_serie2\M_ALL | F:\UPOD\Cell_DLE\CSV_files_raw_nieuwe_structuur\2010\K2_serie2\M_ALL\3_1007am.csv | 1000
R2-5 | M_All | 1 | 3_1007bm.csv | F:\UPOD\Cell_DLE\CSV_files_raw_nieuwe_structuur\2010\K2_serie2\M_ALL | F:\UPOD\Cell_DLE\CSV_files_raw_nieuwe_structuur\2010\K2_serie2\M_ALL\3_1007bm.csv | 1000
R2-5 | M_All | 1 | 3_1007cm.csv | F:\UPOD\Cell_DLE\CSV_files_raw_nieuwe_structuur\2010\K2_serie2\M_ALL | F:\UPOD\Cell_DLE\CSV_files_raw_nieuwe_structuur\2010\K2_serie2\M_ALL\3_1007cm.csv | 1000
R2-5 | M_All | 1 | 3_1008am.csv | F:\UPOD\Cell_DLE\CSV_files_raw_nieuwe_structuur\2010\K2_serie2\M_ALL | F:\UPOD\Cell_DLE\CSV_files_raw_nieuwe_structuur\2010\K2_serie2\M_ALL\3_1008am.csv | 997
R2-5 | M_All | 1 | 3_1008bm.csv | F:\UPOD\Cell_DLE\CSV_files_raw_nieuwe_structuur\2010\K2_serie2\M_ALL | F:\UPOD\Cell_DLE\CSV_files_raw_nieuwe_structuur\2010\K2_serie2\M_ALL\3_1008bm.csv | 1000
R2-5 | M_All | 1 | 3_1008cm.csv | F:\UPOD\Cell_DLE\CSV_files_raw_nieuwe_structuur\2010\K2_serie2\M_ALL | F:\UPOD\Cell_DLE\CSV_files_raw_nieuwe_structuur\2010\K2_serie2\M_ALL\3_1008cm.csv | 548
R2-5 | M_All | 1 | 3_1008dm.csv | F:\UPOD\Cell_DLE\CSV_files_raw_nieuwe_structuur\2010\K2_serie2\M_ALL | F:\UPOD\Cell_DLE\CSV_files_raw_nieuwe_structuur\2010\K2_serie2\M_ALL\3_1008dm.csv | 1000
R2-5 | M_All | 1 | 3_1008dm.csv | F:\UPOD\Cell_DLE\CSV_files_raw_nieuwe_structuur\2010\magweg | F:\UPOD\Cell_DLE\CSV_files_raw_nieuwe_structuur\2010\magweg\3_1008dm.csv | 1000
R2-5 | P_All | 1 | 3_1003dp.csv | F:\UPOD\Cell_DLE\CSV_files_raw_nieuwe_structuur\2010\K2_serie2\P_ALL | F:\UPOD\Cell_DLE\CSV_files_raw_nieuwe_structuur\2010\K2_serie2\P_ALL\3_1003dp.csv | 1000
R2-5 | P_All | 1 | 3_1004ap.csv | F:\UPOD\Cell_DLE\CSV_files_raw_nieuwe_structuur\2010\K2_serie2\P_ALL | F:\UPOD\Cell_DLE\CSV_files_raw_nieuwe_structuur\2010\K2_serie2\P_ALL\3_1004ap.csv | 1000
R2-5 | P_All | 1 | 3_1004bp.csv | F:\UPOD\Cell_DLE\CSV_files_raw_nieuwe_structuur\2010\K2_serie2\P_ALL | F:\UPOD\Cell_DLE\CSV_files_raw_nieuwe_structuur\2010\K2_serie2\P_ALL\3_1004bp.csv | 1000
R2-5 | P_All | 1 | 3_1005ap.csv | F:\UPOD\Cell_DLE\CSV_files_raw_nieuwe_structuur\2010\K2_serie2\P_ALL | F:\UPOD\Cell_DLE\CSV_files_raw_nieuwe_structuur\2010\K2_serie2\P_ALL\3_1005ap.csv | 1000
R2-5 | P_All | 1 | 3_1005bp.csv | F:\UPOD\Cell_DLE\CSV_files_raw_nieuwe_structuur\2010\K2_serie2\P_ALL | F:\UPOD\Cell_DLE\CSV_files_raw_nieuwe_structuur\2010\K2_serie2\P_ALL\3_1005bp.csv | 1000
R2-5 | P_All | 1 | 3_1005cp.csv | F:\UPOD\Cell_DLE\CSV_files_raw_nieuwe_structuur\2010\K2_serie2\P_ALL | F:\UPOD\Cell_DLE\CSV_files_raw_nieuwe_structuur\2010\K2_serie2\P_ALL\3_1005cp.csv | 1000
R2-5 | P_All | 1 | 3_1005dp.csv | F:\UPOD\Cell_DLE\CSV_files_raw_nieuwe_structuur\2010\K2_serie2\P_ALL | F:\UPOD\Cell_DLE\CSV_files_raw_nieuwe_structuur\2010\K2_serie2\P_ALL\3_1005dp.csv | 904
R2-5 | P_All | 1 | 3_1006ap.csv | F:\UPOD\Cell_DLE\CSV_files_raw_nieuwe_structuur\2010\K2_serie2\P_ALL | F:\UPOD\Cell_DLE\CSV_files_raw_nieuwe_structuur\2010\K2_serie2\P_ALL\3_1006ap.csv | 1000
R2-5 | P_All | 1 | 3_1006bp.csv | F:\UPOD\Cell_DLE\CSV_files_raw_nieuwe_structuur\2010\K2_serie2\P_ALL | F:\UPOD\Cell_DLE\CSV_files_raw_nieuwe_structuur\2010\K2_serie2\P_ALL\3_1006bp.csv | 1000
R2-5 | P_All | 1 | 3_1007ap.csv | F:\UPOD\Cell_DLE\CSV_files_raw_nieuwe_structuur\2010\K2_serie2\P_ALL | F:\UPOD\Cell_DLE\CSV_files_raw_nieuwe_structuur\2010\K2_serie2\P_ALL\3_1007ap.csv | 1000
R2-5 | P_All | 1 | 3_1007bp.csv | F:\UPOD\Cell_DLE\CSV_files_raw_nieuwe_structuur\2010\K2_serie2\P_ALL | F:\UPOD\Cell_DLE\CSV_files_raw_nieuwe_structuur\2010\K2_serie2\P_ALL\3_1007bp.csv | 1000
R2-5 | P_All | 1 | 3_1007cp.csv | F:\UPOD\Cell_DLE\CSV_files_raw_nieuwe_structuur\2010\K2_serie2\P_ALL | F:\UPOD\Cell_DLE\CSV_files_raw_nieuwe_structuur\2010\K2_serie2\P_ALL\3_1007cp.csv | 1000
R2-5 | P_All | 1 | 3_1008ap.csv | F:\UPOD\Cell_DLE\CSV_files_raw_nieuwe_structuur\2010\K2_serie2\P_ALL | F:\UPOD\Cell_DLE\CSV_files_raw_nieuwe_structuur\2010\K2_serie2\P_ALL\3_1008ap.csv | 997
R2-5 | P_All | 1 | 3_1008bp.csv | F:\UPOD\Cell_DLE\CSV_files_raw_nieuwe_structuur\2010\K2_serie2\P_ALL | F:\UPOD\Cell_DLE\CSV_files_raw_nieuwe_structuur\2010\K2_serie2\P_ALL\3_1008bp.csv | 1000
R2-5 | P_All | 1 | 3_1008cp.csv | F:\UPOD\Cell_DLE\CSV_files_raw_nieuwe_structuur\2010\K2_serie2\P_ALL | F:\UPOD\Cell_DLE\CSV_files_raw_nieuwe_structuur\2010\K2_serie2\P_ALL\3_1008cp.csv | 548
R2-5 | P_All | 1 | 3_1008dp.csv | F:\UPOD\Cell_DLE\CSV_files_raw_nieuwe_structuur\2010\K2_serie2\P_ALL | F:\UPOD\Cell_DLE\CSV_files_raw_nieuwe_structuur\2010\K2_serie2\P_ALL\3_1008dp.csv | 1000
R2-5 | P_All | 1 | 3_1008dp.csv | F:\UPOD\Cell_DLE\CSV_files_raw_nieuwe_structuur\2010\magweg | F:\UPOD\Cell_DLE\CSV_files_raw_nieuwe_structuur\2010\magweg\3_1008dp.csv | 1000
R2-5B | A_PoliV3 | 1 | 4_1002c.csv | F:\UPOD\Cell_DLE\CSV_files_raw_nieuwe_structuur\2010\K1\T03 | F:\UPOD\Cell_DLE\CSV_files_raw_nieuwe_structuur\2010\K1\T03\4_1002c.csv | 1000
R2-5B | A_PoliV3 | 1 | 4_1002d.csv | F:\UPOD\Cell_DLE\CSV_files_raw_nieuwe_structuur\2010\K1\T03 | F:\UPOD\Cell_DLE\CSV_files_raw_nieuwe_structuur\2010\K1\T03\4_1002d.csv | 919
R2-5B | A_PoliV3 | 1 | 4_1003a.csv | F:\UPOD\Cell_DLE\CSV_files_raw_nieuwe_structuur\2010\K1\T03 | F:\UPOD\Cell_DLE\CSV_files_raw_nieuwe_structuur\2010\K1\T03\4_1003a.csv | 1000
R2-5B | A_PoliV3 | 1 | 4_1003b.csv | F:\UPOD\Cell_DLE\CSV_files_raw_nieuwe_structuur\2010\K1\T03 | F:\UPOD\Cell_DLE\CSV_files_raw_nieuwe_structuur\2010\K1\T03\4_1003b.csv | 322
R2-5B | A_PoliV3 | 1 | 4_1003ca.csv | F:\UPOD\Cell_DLE\CSV_files_raw_nieuwe_structuur\2010\K2_serie2\A_sap34 | F:\UPOD\Cell_DLE\CSV_files_raw_nieuwe_structuur\2010\K2_serie2\A_sap34\4_1003ca.csv | 594
R2-5B | A_PoliV3 | 1 | 4_1004aa.csv | F:\UPOD\Cell_DLE\CSV_files_raw_nieuwe_structuur\2010\K2_serie2\A_sap34 | F:\UPOD\Cell_DLE\CSV_files_raw_nieuwe_structuur\2010\K2_serie2\A_sap34\4_1004aa.csv | 1000
R2-5B | A_PoliV3 | 1 | 4_1004ba.csv | F:\UPOD\Cell_DLE\CSV_files_raw_nieuwe_structuur\2010\K2_serie2\A_sap34 | F:\UPOD\Cell_DLE\CSV_files_raw_nieuwe_structuur\2010\K2_serie2\A_sap34\4_1004ba.csv | 262
R2-5B | A_PoliV3 | 1 | 4_1005ca.csv | F:\UPOD\Cell_DLE\CSV_files_raw_nieuwe_structuur\2010\K2_serie2\A_sap34 | F:\UPOD\Cell_DLE\CSV_files_raw_nieuwe_structuur\2010\K2_serie2\A_sap34\4_1005ca.csv | 1000
R2-5B | A_PoliV3 | 1 | 4_1005da.csv | F:\UPOD\Cell_DLE\CSV_files_raw_nieuwe_structuur\2010\K2_serie2\A_sap34 | F:\UPOD\Cell_DLE\CSV_files_raw_nieuwe_structuur\2010\K2_serie2\A_sap34\4_1005da.csv | 218
R2-5B | A_PoliV3 | 1 | 4_1006aa.csv | F:\UPOD\Cell_DLE\CSV_files_raw_nieuwe_structuur\2010\K2_serie2\A_sap34 | F:\UPOD\Cell_DLE\CSV_files_raw_nieuwe_structuur\2010\K2_serie2\A_sap34\4_1006aa.csv | 1000
R2-5B | A_PoliV3 | 1 | 4_1006ba.csv | F:\UPOD\Cell_DLE\CSV_files_raw_nieuwe_structuur\2010\K2_serie2\A_sap34 | F:\UPOD\Cell_DLE\CSV_files_raw_nieuwe_structuur\2010\K2_serie2\A_sap34\4_1006ba.csv | 287
R2-5B | A_PoliV3 | 1 | 4_1007aa.csv | F:\UPOD\Cell_DLE\CSV_files_raw_nieuwe_structuur\2010\K2_serie2\A_sap34 | F:\UPOD\Cell_DLE\CSV_files_raw_nieuwe_structuur\2010\K2_serie2\A_sap34\4_1007aa.csv | 1000
R2-5B | A_PoliV3 | 1 | 4_1008aa.csv | F:\UPOD\Cell_DLE\CSV_files_raw_nieuwe_structuur\2010\K2_serie2\A_sap34 | F:\UPOD\Cell_DLE\CSV_files_raw_nieuwe_structuur\2010\K2_serie2\A_sap34\4_1008aa.csv | 1000
R2-5B | A_PoliV3 | 1 | 4_1008ba.csv | F:\UPOD\Cell_DLE\CSV_files_raw_nieuwe_structuur\2010\K2_serie2\A_sap34 | F:\UPOD\Cell_DLE\CSV_files_raw_nieuwe_structuur\2010\K2_serie2\A_sap34\4_1008ba.csv | 768
R2-5B | A_PoliV3 | 1 | 4_1009aa.csv | F:\UPOD\Cell_DLE\CSV_files_raw_nieuwe_structuur\2010\K3_serie2\A_poliV3 | F:\UPOD\Cell_DLE\CSV_files_raw_nieuwe_structuur\2010\K3_serie2\A_poliV3\4_1009aa.csv | 708
R2-5B | M_All | 1 | 4_1003cm.csv | F:\UPOD\Cell_DLE\CSV_files_raw_nieuwe_structuur\2010\K2_serie2\M_ALL | F:\UPOD\Cell_DLE\CSV_files_raw_nieuwe_structuur\2010\K2_serie2\M_ALL\4_1003cm.csv | 594
R2-5B | M_All | 1 | 4_1004am.csv | F:\UPOD\Cell_DLE\CSV_files_raw_nieuwe_structuur\2010\K2_serie2\M_ALL | F:\UPOD\Cell_DLE\CSV_files_raw_nieuwe_structuur\2010\K2_serie2\M_ALL\4_1004am.csv | 1000
R2-5B | M_All | 1 | 4_1004bm.csv | F:\UPOD\Cell_DLE\CSV_files_raw_nieuwe_structuur\2010\K2_serie2\M_ALL | F:\UPOD\Cell_DLE\CSV_files_raw_nieuwe_structuur\2010\K2_serie2\M_ALL\4_1004bm.csv | 262
R2-5B | M_All | 1 | 4_1005cm.csv | F:\UPOD\Cell_DLE\CSV_files_raw_nieuwe_structuur\2010\K2_serie2\M_ALL | F:\UPOD\Cell_DLE\CSV_files_raw_nieuwe_structuur\2010\K2_serie2\M_ALL\4_1005cm.csv | 1000
R2-5B | M_All | 1 | 4_1005dm.csv | F:\UPOD\Cell_DLE\CSV_files_raw_nieuwe_structuur\2010\K2_serie2\M_ALL | F:\UPOD\Cell_DLE\CSV_files_raw_nieuwe_structuur\2010\K2_serie2\M_ALL\4_1005dm.csv | 218
R2-5B | M_All | 1 | 4_1006am.csv | F:\UPOD\Cell_DLE\CSV_files_raw_nieuwe_structuur\2010\K2_serie2\M_ALL | F:\UPOD\Cell_DLE\CSV_files_raw_nieuwe_structuur\2010\K2_serie2\M_ALL\4_1006am.csv | 1000
R2-5B | M_All | 1 | 4_1006bm.csv | F:\UPOD\Cell_DLE\CSV_files_raw_nieuwe_structuur\2010\K2_serie2\M_ALL | F:\UPOD\Cell_DLE\CSV_files_raw_nieuwe_structuur\2010\K2_serie2\M_ALL\4_1006bm.csv | 287
R2-5B | M_All | 1 | 4_1007am.csv | F:\UPOD\Cell_DLE\CSV_files_raw_nieuwe_structuur\2010\K2_serie2\M_ALL | F:\UPOD\Cell_DLE\CSV_files_raw_nieuwe_structuur\2010\K2_serie2\M_ALL\4_1007am.csv | 1000
R2-5B | M_All | 1 | 4_1008am.csv | F:\UPOD\Cell_DLE\CSV_files_raw_nieuwe_structuur\2010\K2_serie2\M_ALL | F:\UPOD\Cell_DLE\CSV_files_raw_nieuwe_structuur\2010\K2_serie2\M_ALL\4_1008am.csv | 1000
R2-5B | M_All | 1 | 4_1008bm.csv | F:\UPOD\Cell_DLE\CSV_files_raw_nieuwe_structuur\2010\K2_serie2\M_ALL | F:\UPOD\Cell_DLE\CSV_files_raw_nieuwe_structuur\2010\K2_serie2\M_ALL\4_1008bm.csv | 768
R2-5B | M_All | 1 | 4_1009am.csv | F:\UPOD\Cell_DLE\CSV_files_raw_nieuwe_structuur\2010\K3_serie2\M_all | F:\UPOD\Cell_DLE\CSV_files_raw_nieuwe_structuur\2010\K3_serie2\M_all\4_1009am.csv | 708
R2-5B | P_All | 1 | 4_1003cp.csv | F:\UPOD\Cell_DLE\CSV_files_raw_nieuwe_structuur\2010\K2_serie2\P_ALL | F:\UPOD\Cell_DLE\CSV_files_raw_nieuwe_structuur\2010\K2_serie2\P_ALL\4_1003cp.csv | 594
R2-5B | P_All | 1 | 4_1004ap.csv | F:\UPOD\Cell_DLE\CSV_files_raw_nieuwe_structuur\2010\K2_serie2\P_ALL | F:\UPOD\Cell_DLE\CSV_files_raw_nieuwe_structuur\2010\K2_serie2\P_ALL\4_1004ap.csv | 1000
R2-5B | P_All | 1 | 4_1004bp.csv | F:\UPOD\Cell_DLE\CSV_files_raw_nieuwe_structuur\2010\K2_serie2\P_ALL | F:\UPOD\Cell_DLE\CSV_files_raw_nieuwe_structuur\2010\K2_serie2\P_ALL\4_1004bp.csv | 262
R2-5B | P_All | 1 | 4_1005cp.csv | F:\UPOD\Cell_DLE\CSV_files_raw_nieuwe_structuur\2010\K2_serie2\P_ALL | F:\UPOD\Cell_DLE\CSV_files_raw_nieuwe_structuur\2010\K2_serie2\P_ALL\4_1005cp.csv | 1000
R2-5B | P_All | 1 | 4_1005dp.csv | F:\UPOD\Cell_DLE\CSV_files_raw_nieuwe_structuur\2010\K2_serie2\P_ALL | F:\UPOD\Cell_DLE\CSV_files_raw_nieuwe_structuur\2010\K2_serie2\P_ALL\4_1005dp.csv | 218
R2-5B | P_All | 1 | 4_1006ap.csv | F:\UPOD\Cell_DLE\CSV_files_raw_nieuwe_structuur\2010\K2_serie2\P_ALL | F:\UPOD\Cell_DLE\CSV_files_raw_nieuwe_structuur\2010\K2_serie2\P_ALL\4_1006ap.csv | 1000
R2-5B | P_All | 1 | 4_1006bp.csv | F:\UPOD\Cell_DLE\CSV_files_raw_nieuwe_structuur\2010\K2_serie2\P_ALL | F:\UPOD\Cell_DLE\CSV_files_raw_nieuwe_structuur\2010\K2_serie2\P_ALL\4_1006bp.csv | 287
R2-5B | P_All | 1 | 4_1007ap.csv | F:\UPOD\Cell_DLE\CSV_files_raw_nieuwe_structuur\2010\K2_serie2\P_ALL | F:\UPOD\Cell_DLE\CSV_files_raw_nieuwe_structuur\2010\K2_serie2\P_ALL\4_1007ap.csv | 1000
R2-5B | P_All | 1 | 4_1008ap.csv | F:\UPOD\Cell_DLE\CSV_files_raw_nieuwe_structuur\2010\K2_serie2\P_ALL | F:\UPOD\Cell_DLE\CSV_files_raw_nieuwe_structuur\2010\K2_serie2\P_ALL\4_1008ap.csv | 1000
R2-5B | P_All | 1 | 4_1008bp.csv | F:\UPOD\Cell_DLE\CSV_files_raw_nieuwe_structuur\2010\K2_serie2\P_ALL | F:\UPOD\Cell_DLE\CSV_files_raw_nieuwe_structuur\2010\K2_serie2\P_ALL\4_1008bp.csv | 768
R2-5B | P_All | 1 | 4_1009ap.csv | F:\UPOD\Cell_DLE\CSV_files_raw_nieuwe_structuur\2010\K3_serie2\P_all | F:\UPOD\Cell_DLE\CSV_files_raw_nieuwe_structuur\2010\K3_serie2\P_all\4_1009ap.csv | 708
R9-3A | A_PoliV3 | 1 | 1_0501A.csv | F:\UPOD\Cell_DLE\CSV_files_raw_nieuwe_structuur\2005\m01 | F:\UPOD\Cell_DLE\CSV_files_raw_nieuwe_structuur\2005\m01\1_0501A.csv | 1000
R9-3A | A_PoliV3 | 1 | 1_0501B.csv | F:\UPOD\Cell_DLE\CSV_files_raw_nieuwe_structuur\2005\m01 | F:\UPOD\Cell_DLE\CSV_files_raw_nieuwe_structuur\2005\m01\1_0501B.csv | 999
R9-3A | A_PoliV3 | 1 | 1_0501C.csv | F:\UPOD\Cell_DLE\CSV_files_raw_nieuwe_structuur\2005\m01 | F:\UPOD\Cell_DLE\CSV_files_raw_nieuwe_structuur\2005\m01\1_0501C.csv | 398
R9-3A | A_PoliV3 | 1 | 1_0501D.csv | F:\UPOD\Cell_DLE\CSV_files_raw_nieuwe_structuur\2005\m01 | F:\UPOD\Cell_DLE\CSV_files_raw_nieuwe_structuur\2005\m01\1_0501D.csv | 1000
R9-3A | A_PoliV3 | 1 | 1_0501E.csv | F:\UPOD\Cell_DLE\CSV_files_raw_nieuwe_structuur\2005\m01 | F:\UPOD\Cell_DLE\CSV_files_raw_nieuwe_structuur\2005\m01\1_0501E.csv | 1000
R9-3A | A_PoliV3 | 1 | 1_0501F.csv | F:\UPOD\Cell_DLE\CSV_files_raw_nieuwe_structuur\2005\m01 | F:\UPOD\Cell_DLE\CSV_files_raw_nieuwe_structuur\2005\m01\1_0501F.csv | 1000
R9-3A | A_PoliV3 | 1 | 1_0501G.csv | F:\UPOD\Cell_DLE\CSV_files_raw_nieuwe_structuur\2005\m01 | F:\UPOD\Cell_DLE\CSV_files_raw_nieuwe_structuur\2005\m01\1_0501G.csv | 1000
R9-3A | A_PoliV3 | 1 | 1_0501H.csv | F:\UPOD\Cell_DLE\CSV_files_raw_nieuwe_structuur\2005\m01 | F:\UPOD\Cell_DLE\CSV_files_raw_nieuwe_structuur\2005\m01\1_0501H.csv | 154
R9-3A | A_PoliV3 | 1 | 1_0502A.csv | F:\UPOD\Cell_DLE\CSV_files_raw_nieuwe_structuur\2005\m02 | F:\UPOD\Cell_DLE\CSV_files_raw_nieuwe_structuur\2005\m02\1_0502A.csv | 1000
R9-3A | A_PoliV3 | 1 | 1_0502B.csv | F:\UPOD\Cell_DLE\CSV_files_raw_nieuwe_structuur\2005\m02 | F:\UPOD\Cell_DLE\CSV_files_raw_nieuwe_structuur\2005\m02\1_0502B.csv | 1000
R9-3A | A_PoliV3 | 1 | 1_0502C.csv | F:\UPOD\Cell_DLE\CSV_files_raw_nieuwe_structuur\2005\m02 | F:\UPOD\Cell_DLE\CSV_files_raw_nieuwe_structuur\2005\m02\1_0502C.csv | 1000
R9-3A | A_PoliV3 | 1 | 1_0502D.csv | F:\UPOD\Cell_DLE\CSV_files_raw_nieuwe_structuur\2005\m02 | F:\UPOD\Cell_DLE\CSV_files_raw_nieuwe_structuur\2005\m02\1_0502D.csv | 1000
R9-3A | A_PoliV3 | 1 | 1_0502E.csv | F:\UPOD\Cell_DLE\CSV_files_raw_nieuwe_structuur\2005\m02 | F:\UPOD\Cell_DLE\CSV_files_raw_nieuwe_structuur\2005\m02\1_0502E.csv | 153
R9-3A | A_PoliV3 | 1 | 1_0503A.csv | F:\UPOD\Cell_DLE\CSV_files_raw_nieuwe_structuur\2005\m03 | F:\UPOD\Cell_DLE\CSV_files_raw_nieuwe_structuur\2005\m03\1_0503A.csv | 1000
R9-3A | A_PoliV3 | 1 | 1_0503B.csv | F:\UPOD\Cell_DLE\CSV_files_raw_nieuwe_structuur\2005\m03 | F:\UPOD\Cell_DLE\CSV_files_raw_nieuwe_structuur\2005\m03\1_0503B.csv | 1000
R9-3A | A_PoliV3 | 1 | 1_0503C.csv | F:\UPOD\Cell_DLE\CSV_files_raw_nieuwe_structuur\2005\m03 | F:\UPOD\Cell_DLE\CSV_files_raw_nieuwe_structuur\2005\m03\1_0503C.csv | 1000
R9-3A | A_PoliV3 | 1 | 1_0503D.csv | F:\UPOD\Cell_DLE\CSV_files_raw_nieuwe_structuur\2005\m03 | F:\UPOD\Cell_DLE\CSV_files_raw_nieuwe_structuur\2005\m03\1_0503D.csv | 129
R9-3A | A_PoliV3 | 1 | 1_0503E.csv | F:\UPOD\Cell_DLE\CSV_files_raw_nieuwe_structuur\2005\m03 | F:\UPOD\Cell_DLE\CSV_files_raw_nieuwe_structuur\2005\m03\1_0503E.csv | 1000
R9-3A | A_PoliV3 | 1 | 1_0503F.csv | F:\UPOD\Cell_DLE\CSV_files_raw_nieuwe_structuur\2005\m03 | F:\UPOD\Cell_DLE\CSV_files_raw_nieuwe_structuur\2005\m03\1_0503F.csv | 1000
R9-3A | A_PoliV3 | 1 | 1_0503G.csv | F:\UPOD\Cell_DLE\CSV_files_raw_nieuwe_structuur\2005\m03 | F:\UPOD\Cell_DLE\CSV_files_raw_nieuwe_structuur\2005\m03\1_0503G.csv | 1000
R9-3A | A_PoliV3 | 1 | 1_0503H.csv | F:\UPOD\Cell_DLE\CSV_files_raw_nieuwe_structuur\2005\m03 | F:\UPOD\Cell_DLE\CSV_files_raw_nieuwe_structuur\2005\m03\1_0503H.csv | 862
R9-3A | A_PoliV3 | 1 | 1_0503I.csv | F:\UPOD\Cell_DLE\CSV_files_raw_nieuwe_structuur\2005\m03 | F:\UPOD\Cell_DLE\CSV_files_raw_nieuwe_structuur\2005\m03\1_0503I.csv | 1000
R9-3A | A_PoliV3 | 1 | 1_0503J.csv | F:\UPOD\Cell_DLE\CSV_files_raw_nieuwe_structuur\2005\m03 | F:\UPOD\Cell_DLE\CSV_files_raw_nieuwe_structuur\2005\m03\1_0503J.csv | 1000
R9-3A | A_PoliV3 | 1 | 1_0503K.csv | F:\UPOD\Cell_DLE\CSV_files_raw_nieuwe_structuur\2005\m03 | F:\UPOD\Cell_DLE\CSV_files_raw_nieuwe_structuur\2005\m03\1_0503K.csv | 1000
R9-3A | A_PoliV3 | 1 | 1_0503L.csv | F:\UPOD\Cell_DLE\CSV_files_raw_nieuwe_structuur\2005\m03 | F:\UPOD\Cell_DLE\CSV_files_raw_nieuwe_structuur\2005\m03\1_0503L.csv | 931
R9-3A | A_PoliV3 | 1 | 1_0504A.csv | F:\UPOD\Cell_DLE\CSV_files_raw_nieuwe_structuur\2005\m04 | F:\UPOD\Cell_DLE\CSV_files_raw_nieuwe_structuur\2005\m04\1_0504A.csv | 1000
R9-3A | A_PoliV3 | 1 | 1_0504B.csv | F:\UPOD\Cell_DLE\CSV_files_raw_nieuwe_structuur\2005\m04 | F:\UPOD\Cell_DLE\CSV_files_raw_nieuwe_structuur\2005\m04\1_0504B.csv | 1000
R9-3A | A_PoliV3 | 1 | 1_0504C.csv | F:\UPOD\Cell_DLE\CSV_files_raw_nieuwe_structuur\2005\m04 | F:\UPOD\Cell_DLE\CSV_files_raw_nieuwe_structuur\2005\m04\1_0504C.csv | 1000
R9-3A | A_PoliV3 | 1 | 1_0504D.csv | F:\UPOD\Cell_DLE\CSV_files_raw_nieuwe_structuur\2005\m04 | F:\UPOD\Cell_DLE\CSV_files_raw_nieuwe_structuur\2005\m04\1_0504D.csv | 845
R9-3A | A_PoliV3 | 1 | 1_0504E.csv | F:\UPOD\Cell_DLE\CSV_files_raw_nieuwe_structuur\2005\m04 | F:\UPOD\Cell_DLE\CSV_files_raw_nieuwe_structuur\2005\m04\1_0504E.csv | 1000
R9-3A | A_PoliV3 | 1 | 1_0504F.csv | F:\UPOD\Cell_DLE\CSV_files_raw_nieuwe_structuur\2005\m04 | F:\UPOD\Cell_DLE\CSV_files_raw_nieuwe_structuur\2005\m04\1_0504F.csv | 1000
R9-3A | A_PoliV3 | 1 | 1_0504G.csv | F:\UPOD\Cell_DLE\CSV_files_raw_nieuwe_structuur\2005\m04 | F:\UPOD\Cell_DLE\CSV_files_raw_nieuwe_structuur\2005\m04\1_0504G.csv | 1000
R9-3A | A_PoliV3 | 1 | 1_0504H.csv | F:\UPOD\Cell_DLE\CSV_files_raw_nieuwe_structuur\2005\m04 | F:\UPOD\Cell_DLE\CSV_files_raw_nieuwe_structuur\2005\m04\1_0504H.csv | 556
R9-3A | A_PoliV3 | 1 | 1_0505A.csv | F:\UPOD\Cell_DLE\CSV_files_raw_nieuwe_structuur\2005\m05 | F:\UPOD\Cell_DLE\CSV_files_raw_nieuwe_structuur\2005\m05\1_0505A.csv | 1000
R9-3A | A_PoliV3 | 1 | 1_0505B.csv | F:\UPOD\Cell_DLE\CSV_files_raw_nieuwe_structuur\2005\m05 | F:\UPOD\Cell_DLE\CSV_files_raw_nieuwe_structuur\2005\m05\1_0505B.csv | 1000
R9-3A | A_PoliV3 | 1 | 1_0505C.csv | F:\UPOD\Cell_DLE\CSV_files_raw_nieuwe_structuur\2005\m05 | F:\UPOD\Cell_DLE\CSV_files_raw_nieuwe_structuur\2005\m05\1_0505C.csv | 1000
R9-3A | A_PoliV3 | 1 | 1_0505D.csv | F:\UPOD\Cell_DLE\CSV_files_raw_nieuwe_structuur\2005\m05 | F:\UPOD\Cell_DLE\CSV_files_raw_nieuwe_structuur\2005\m05\1_0505D.csv | 162
R9-3A | A_PoliV3 | 1 | 1_0505E.csv | F:\UPOD\Cell_DLE\CSV_files_raw_nieuwe_structuur\2005\m05 | F:\UPOD\Cell_DLE\CSV_files_raw_nieuwe_structuur\2005\m05\1_0505E.csv | 1000
R9-3A | A_PoliV3 | 1 | 1_0505F.csv | F:\UPOD\Cell_DLE\CSV_files_raw_nieuwe_structuur\2005\m05 | F:\UPOD\Cell_DLE\CSV_files_raw_nieuwe_structuur\2005\m05\1_0505F.csv | 1000
R9-3A | A_PoliV3 | 1 | 1_0505G.csv | F:\UPOD\Cell_DLE\CSV_files_raw_nieuwe_structuur\2005\m05 | F:\UPOD\Cell_DLE\CSV_files_raw_nieuwe_structuur\2005\m05\1_0505G.csv | 1000
R9-3A | A_PoliV3 | 1 | 1_0505H.csv | F:\UPOD\Cell_DLE\CSV_files_raw_nieuwe_structuur\2005\m05 | F:\UPOD\Cell_DLE\CSV_files_raw_nieuwe_structuur\2005\m05\1_0505H.csv | 1000
R9-3A | A_PoliV3 | 1 | 1_0505I.csv | F:\UPOD\Cell_DLE\CSV_files_raw_nieuwe_structuur\2005\m05 | F:\UPOD\Cell_DLE\CSV_files_raw_nieuwe_structuur\2005\m05\1_0505I.csv | 390
R9-3A | A_PoliV3 | 1 | 1_0605A.csv | F:\UPOD\Cell_DLE\CSV_files_raw_nieuwe_structuur\2005\m06 | F:\UPOD\Cell_DLE\CSV_files_raw_nieuwe_structuur\2005\m06\1_0605A.csv | 1000
R9-3A | A_PoliV3 | 1 | 1_0605B.csv | F:\UPOD\Cell_DLE\CSV_files_raw_nieuwe_structuur\2005\m06 | F:\UPOD\Cell_DLE\CSV_files_raw_nieuwe_structuur\2005\m06\1_0605B.csv | 1000
R9-3A | A_PoliV3 | 1 | 1_0605C.csv | F:\UPOD\Cell_DLE\CSV_files_raw_nieuwe_structuur\2005\m06 | F:\UPOD\Cell_DLE\CSV_files_raw_nieuwe_structuur\2005\m06\1_0605C.csv | 1000
R9-3A | A_PoliV3 | 1 | 1_0605D.csv | F:\UPOD\Cell_DLE\CSV_files_raw_nieuwe_structuur\2005\m06 | F:\UPOD\Cell_DLE\CSV_files_raw_nieuwe_structuur\2005\m06\1_0605D.csv | 769
R9-3A | A_PoliV3 | 1 | 1_0605E.csv | F:\UPOD\Cell_DLE\CSV_files_raw_nieuwe_structuur\2005\m06 | F:\UPOD\Cell_DLE\CSV_files_raw_nieuwe_structuur\2005\m06\1_0605E.csv | 1000
R9-3A | A_PoliV3 | 1 | 1_0605F.csv | F:\UPOD\Cell_DLE\CSV_files_raw_nieuwe_structuur\2005\m06 | F:\UPOD\Cell_DLE\CSV_files_raw_nieuwe_structuur\2005\m06\1_0605F.csv | 1000
R9-3A | A_PoliV3 | 1 | 1_0605G.csv | F:\UPOD\Cell_DLE\CSV_files_raw_nieuwe_structuur\2005\m06 | F:\UPOD\Cell_DLE\CSV_files_raw_nieuwe_structuur\2005\m06\1_0605G.csv | 1000
R9-3A | A_PoliV3 | 1 | 1_0605H.csv | F:\UPOD\Cell_DLE\CSV_files_raw_nieuwe_structuur\2005\m06 | F:\UPOD\Cell_DLE\CSV_files_raw_nieuwe_structuur\2005\m06\1_0605H.csv | 868
R9-3A | A_PoliV3 | 1 | 1_0705A.csv | F:\UPOD\Cell_DLE\CSV_files_raw_nieuwe_structuur\2005\m07 | F:\UPOD\Cell_DLE\CSV_files_raw_nieuwe_structuur\2005\m07\1_0705A.csv | 1000
R9-3A | A_PoliV3 | 1 | 1_0705B.csv | F:\UPOD\Cell_DLE\CSV_files_raw_nieuwe_structuur\2005\m07 | F:\UPOD\Cell_DLE\CSV_files_raw_nieuwe_structuur\2005\m07\1_0705B.csv | 1000
R9-3A | A_PoliV3 | 1 | 1_0705C.csv | F:\UPOD\Cell_DLE\CSV_files_raw_nieuwe_structuur\2005\m07 | F:\UPOD\Cell_DLE\CSV_files_raw_nieuwe_structuur\2005\m07\1_0705C.csv | 1000
R9-3A | A_PoliV3 | 1 | 1_0705D.csv | F:\UPOD\Cell_DLE\CSV_files_raw_nieuwe_structuur\2005\m07 | F:\UPOD\Cell_DLE\CSV_files_raw_nieuwe_structuur\2005\m07\1_0705D.csv | 940
R9-3A | A_PoliV3 | 1 | 1_0705E.csv | F:\UPOD\Cell_DLE\CSV_files_raw_nieuwe_structuur\2005\m07 | F:\UPOD\Cell_DLE\CSV_files_raw_nieuwe_structuur\2005\m07\1_0705E.csv | 1001
R9-3A | A_PoliV3 | 1 | 1_0705F.csv | F:\UPOD\Cell_DLE\CSV_files_raw_nieuwe_structuur\2005\m07 | F:\UPOD\Cell_DLE\CSV_files_raw_nieuwe_structuur\2005\m07\1_0705F.csv | 1000
R9-3A | A_PoliV3 | 1 | 1_0705G.csv | F:\UPOD\Cell_DLE\CSV_files_raw_nieuwe_structuur\2005\m07 | F:\UPOD\Cell_DLE\CSV_files_raw_nieuwe_structuur\2005\m07\1_0705G.csv | 448
R9-3A | A_PoliV3 | 1 | 1_0805A.csv | F:\UPOD\Cell_DLE\CSV_files_raw_nieuwe_structuur\2005\m08 | F:\UPOD\Cell_DLE\CSV_files_raw_nieuwe_structuur\2005\m08\1_0805A.csv | 1000
R9-3A | A_PoliV3 | 1 | 2_0501A.csv | F:\UPOD\Cell_DLE\CSV_files_raw_nieuwe_structuur\2005\m01 | F:\UPOD\Cell_DLE\CSV_files_raw_nieuwe_structuur\2005\m01\2_0501A.csv | 1000
R9-3A | A_PoliV3 | 1 | 2_0501B.csv | F:\UPOD\Cell_DLE\CSV_files_raw_nieuwe_structuur\2005\m01 | F:\UPOD\Cell_DLE\CSV_files_raw_nieuwe_structuur\2005\m01\2_0501B.csv | 1000
R9-3A | A_PoliV3 | 1 | 2_0501C.csv | F:\UPOD\Cell_DLE\CSV_files_raw_nieuwe_structuur\2005\m01 | F:\UPOD\Cell_DLE\CSV_files_raw_nieuwe_structuur\2005\m01\2_0501C.csv | 935
R9-3A | A_PoliV3 | 1 | 2_0501D.csv | F:\UPOD\Cell_DLE\CSV_files_raw_nieuwe_structuur\2005\m01 | F:\UPOD\Cell_DLE\CSV_files_raw_nieuwe_structuur\2005\m01\2_0501D.csv | 1000
R9-3A | A_PoliV3 | 1 | 2_0501E.csv | F:\UPOD\Cell_DLE\CSV_files_raw_nieuwe_structuur\2005\m01 | F:\UPOD\Cell_DLE\CSV_files_raw_nieuwe_structuur\2005\m01\2_0501E.csv | 1000
R9-3A | A_PoliV3 | 1 | 2_0501F.csv | F:\UPOD\Cell_DLE\CSV_files_raw_nieuwe_structuur\2005\m01 | F:\UPOD\Cell_DLE\CSV_files_raw_nieuwe_structuur\2005\m01\2_0501F.csv | 848
R9-3A | A_PoliV3 | 1 | 2_0502A.csv | F:\UPOD\Cell_DLE\CSV_files_raw_nieuwe_structuur\2005\m02 | F:\UPOD\Cell_DLE\CSV_files_raw_nieuwe_structuur\2005\m02\2_0502A.csv | 1000
R9-3A | A_PoliV3 | 1 | 2_0502B.csv | F:\UPOD\Cell_DLE\CSV_files_raw_nieuwe_structuur\2005\m02 | F:\UPOD\Cell_DLE\CSV_files_raw_nieuwe_structuur\2005\m02\2_0502B.csv | 1000
R9-3A | A_PoliV3 | 1 | 2_0502C.csv | F:\UPOD\Cell_DLE\CSV_files_raw_nieuwe_structuur\2005\m02 | F:\UPOD\Cell_DLE\CSV_files_raw_nieuwe_structuur\2005\m02\2_0502C.csv | 908
R9-3A | A_PoliV3 | 1 | 2_0503A.csv | F:\UPOD\Cell_DLE\CSV_files_raw_nieuwe_structuur\2005\m03 | F:\UPOD\Cell_DLE\CSV_files_raw_nieuwe_structuur\2005\m03\2_0503A.csv | 1000
R9-3A | A_PoliV3 | 1 | 2_0503B.csv | F:\UPOD\Cell_DLE\CSV_files_raw_nieuwe_structuur\2005\m03 | F:\UPOD\Cell_DLE\CSV_files_raw_nieuwe_structuur\2005\m03\2_0503B.csv | 1000
R9-3A | A_PoliV3 | 1 | 2_0503C.csv | F:\UPOD\Cell_DLE\CSV_files_raw_nieuwe_structuur\2005\m03 | F:\UPOD\Cell_DLE\CSV_files_raw_nieuwe_structuur\2005\m03\2_0503C.csv | 538
R9-3A | A_PoliV3 | 1 | 2_0503D.csv | F:\UPOD\Cell_DLE\CSV_files_raw_nieuwe_structuur\2005\m03 | F:\UPOD\Cell_DLE\CSV_files_raw_nieuwe_structuur\2005\m03\2_0503D.csv | 1000
R9-3A | A_PoliV3 | 1 | 2_0503E.csv | F:\UPOD\Cell_DLE\CSV_files_raw_nieuwe_structuur\2005\m03 | F:\UPOD\Cell_DLE\CSV_files_raw_nieuwe_structuur\2005\m03\2_0503E.csv | 1000
R9-3A | A_PoliV3 | 1 | 2_0503F.csv | F:\UPOD\Cell_DLE\CSV_files_raw_nieuwe_structuur\2005\m03 | F:\UPOD\Cell_DLE\CSV_files_raw_nieuwe_structuur\2005\m03\2_0503F.csv | 359
R9-3A | A_PoliV3 | 1 | 2_0503G.csv | F:\UPOD\Cell_DLE\CSV_files_raw_nieuwe_structuur\2005\m03 | F:\UPOD\Cell_DLE\CSV_files_raw_nieuwe_structuur\2005\m03\2_0503G.csv | 1000
R9-3A | A_PoliV3 | 1 | 2_0503H.csv | F:\UPOD\Cell_DLE\CSV_files_raw_nieuwe_structuur\2005\m03 | F:\UPOD\Cell_DLE\CSV_files_raw_nieuwe_structuur\2005\m03\2_0503H.csv | 1000
R9-3A | A_PoliV3 | 1 | 2_0503I.csv | F:\UPOD\Cell_DLE\CSV_files_raw_nieuwe_structuur\2005\m03 | F:\UPOD\Cell_DLE\CSV_files_raw_nieuwe_structuur\2005\m03\2_0503I.csv | 1000
R9-3A | A_PoliV3 | 1 | 2_0503J.csv | F:\UPOD\Cell_DLE\CSV_files_raw_nieuwe_structuur\2005\m03 | F:\UPOD\Cell_DLE\CSV_files_raw_nieuwe_structuur\2005\m03\2_0503J.csv | 367
R9-3A | A_PoliV3 | 1 | 2_0504A.csv | F:\UPOD\Cell_DLE\CSV_files_raw_nieuwe_structuur\2005\m04 | F:\UPOD\Cell_DLE\CSV_files_raw_nieuwe_structuur\2005\m04\2_0504A.csv | 1000
R9-3A | A_PoliV3 | 1 | 2_0504B.csv | F:\UPOD\Cell_DLE\CSV_files_raw_nieuwe_structuur\2005\m04 | F:\UPOD\Cell_DLE\CSV_files_raw_nieuwe_structuur\2005\m04\2_0504B.csv | 1000
R9-3A | A_PoliV3 | 1 | 2_0504C.csv | F:\UPOD\Cell_DLE\CSV_files_raw_nieuwe_structuur\2005\m04 | F:\UPOD\Cell_DLE\CSV_files_raw_nieuwe_structuur\2005\m04\2_0504C.csv | 1000
R9-3A | A_PoliV3 | 1 | 2_0504D.csv | F:\UPOD\Cell_DLE\CSV_files_raw_nieuwe_structuur\2005\m04 | F:\UPOD\Cell_DLE\CSV_files_raw_nieuwe_structuur\2005\m04\2_0504D.csv | 491
R9-3A | A_PoliV3 | 1 | 2_0504E.csv | F:\UPOD\Cell_DLE\CSV_files_raw_nieuwe_structuur\2005\m04 | F:\UPOD\Cell_DLE\CSV_files_raw_nieuwe_structuur\2005\m04\2_0504E.csv | 1000
R9-3A | A_PoliV3 | 1 | 2_0504F.csv | F:\UPOD\Cell_DLE\CSV_files_raw_nieuwe_structuur\2005\m04 | F:\UPOD\Cell_DLE\CSV_files_raw_nieuwe_structuur\2005\m04\2_0504F.csv | 1000
R9-3A | A_PoliV3 | 1 | 2_0504G.csv | F:\UPOD\Cell_DLE\CSV_files_raw_nieuwe_structuur\2005\m04 | F:\UPOD\Cell_DLE\CSV_files_raw_nieuwe_structuur\2005\m04\2_0504G.csv | 812
R9-3A | A_PoliV3 | 1 | 2_0505A.csv | F:\UPOD\Cell_DLE\CSV_files_raw_nieuwe_structuur\2005\m05 | F:\UPOD\Cell_DLE\CSV_files_raw_nieuwe_structuur\2005\m05\2_0505A.csv | 1000
R9-3A | A_PoliV3 | 1 | 2_0505B.csv | F:\UPOD\Cell_DLE\CSV_files_raw_nieuwe_structuur\2005\m05 | F:\UPOD\Cell_DLE\CSV_files_raw_nieuwe_structuur\2005\m05\2_0505B.csv | 1000
R9-3A | A_PoliV3 | 1 | 2_0505C.csv | F:\UPOD\Cell_DLE\CSV_files_raw_nieuwe_structuur\2005\m05 | F:\UPOD\Cell_DLE\CSV_files_raw_nieuwe_structuur\2005\m05\2_0505C.csv | 281
R9-3A | A_PoliV3 | 1 | 2_0505D.csv | F:\UPOD\Cell_DLE\CSV_files_raw_nieuwe_structuur\2005\m05 | F:\UPOD\Cell_DLE\CSV_files_raw_nieuwe_structuur\2005\m05\2_0505D.csv | 1000
R9-3A | A_PoliV3 | 1 | 2_0505E.csv | F:\UPOD\Cell_DLE\CSV_files_raw_nieuwe_structuur\2005\m05 | F:\UPOD\Cell_DLE\CSV_files_raw_nieuwe_structuur\2005\m05\2_0505E.csv | 1000
R9-3A | A_PoliV3 | 1 | 2_0505F.csv | F:\UPOD\Cell_DLE\CSV_files_raw_nieuwe_structuur\2005\m05 | F:\UPOD\Cell_DLE\CSV_files_raw_nieuwe_structuur\2005\m05\2_0505F.csv | 1000
R9-3A | A_PoliV3 | 1 | 2_0505G.csv | F:\UPOD\Cell_DLE\CSV_files_raw_nieuwe_structuur\2005\m05 | F:\UPOD\Cell_DLE\CSV_files_raw_nieuwe_structuur\2005\m05\2_0505G.csv | 48
R9-3A | A_PoliV3 | 1 | 2_0605A.csv | F:\UPOD\Cell_DLE\CSV_files_raw_nieuwe_structuur\2005\m06 | F:\UPOD\Cell_DLE\CSV_files_raw_nieuwe_structuur\2005\m06\2_0605A.csv | 1000
R9-3A | A_PoliV3 | 1 | 2_0605B.csv | F:\UPOD\Cell_DLE\CSV_files_raw_nieuwe_structuur\2005\m06 | F:\UPOD\Cell_DLE\CSV_files_raw_nieuwe_structuur\2005\m06\2_0605B.csv | 1000
R9-3A | A_PoliV3 | 1 | 2_0605C.csv | F:\UPOD\Cell_DLE\CSV_files_raw_nieuwe_structuur\2005\m06 | F:\UPOD\Cell_DLE\CSV_files_raw_nieuwe_structuur\2005\m06\2_0605C.csv | 1000
R9-3A | A_PoliV3 | 1 | 2_0605D.csv | F:\UPOD\Cell_DLE\CSV_files_raw_nieuwe_structuur\2005\m06 | F:\UPOD\Cell_DLE\CSV_files_raw_nieuwe_structuur\2005\m06\2_0605D.csv | 124
R9-3A | A_PoliV3 | 1 | 2_0605E.csv | F:\UPOD\Cell_DLE\CSV_files_raw_nieuwe_structuur\2005\m06 | F:\UPOD\Cell_DLE\CSV_files_raw_nieuwe_structuur\2005\m06\2_0605E.csv | 1000
R9-3A | A_PoliV3 | 1 | 2_0605F.csv | F:\UPOD\Cell_DLE\CSV_files_raw_nieuwe_structuur\2005\m06 | F:\UPOD\Cell_DLE\CSV_files_raw_nieuwe_structuur\2005\m06\2_0605F.csv | 1000
R9-3A | A_PoliV3 | 1 | 2_0605G.csv | F:\UPOD\Cell_DLE\CSV_files_raw_nieuwe_structuur\2005\m06 | F:\UPOD\Cell_DLE\CSV_files_raw_nieuwe_structuur\2005\m06\2_0605G.csv | 858
R9-3A | A_PoliV3 | 1 | 2_0705A.csv | F:\UPOD\Cell_DLE\CSV_files_raw_nieuwe_structuur\2005\m07 | F:\UPOD\Cell_DLE\CSV_files_raw_nieuwe_structuur\2005\m07\2_0705A.csv | 1000
R9-3A | A_PoliV3 | 1 | 2_0705B.csv | F:\UPOD\Cell_DLE\CSV_files_raw_nieuwe_structuur\2005\m07 | F:\UPOD\Cell_DLE\CSV_files_raw_nieuwe_structuur\2005\m07\2_0705B.csv | 1000
R9-3A | A_PoliV3 | 1 | 2_0705C.csv | F:\UPOD\Cell_DLE\CSV_files_raw_nieuwe_structuur\2005\m07 | F:\UPOD\Cell_DLE\CSV_files_raw_nieuwe_structuur\2005\m07\2_0705C.csv | 1000
R9-3A | A_PoliV3 | 1 | 2_0705D.csv | F:\UPOD\Cell_DLE\CSV_files_raw_nieuwe_structuur\2005\m07 | F:\UPOD\Cell_DLE\CSV_files_raw_nieuwe_structuur\2005\m07\2_0705D.csv | 823
R9-3A | A_PoliV3 | 1 | 2_0705E.csv | F:\UPOD\Cell_DLE\CSV_files_raw_nieuwe_structuur\2005\m07 | F:\UPOD\Cell_DLE\CSV_files_raw_nieuwe_structuur\2005\m07\2_0705E.csv | 1000
R9-3A | A_PoliV3 | 1 | 2_0705F.csv | F:\UPOD\Cell_DLE\CSV_files_raw_nieuwe_structuur\2005\m07 | F:\UPOD\Cell_DLE\CSV_files_raw_nieuwe_structuur\2005\m07\2_0705F.csv | 1000
R9-3A | A_PoliV3 | 1 | 2_0705G.csv | F:\UPOD\Cell_DLE\CSV_files_raw_nieuwe_structuur\2005\m07 | F:\UPOD\Cell_DLE\CSV_files_raw_nieuwe_structuur\2005\m07\2_0705G.csv | 207
R9-3A | A_PoliV3 | 1 | 2_0805A.csv | F:\UPOD\Cell_DLE\CSV_files_raw_nieuwe_structuur\2005\m08 | F:\UPOD\Cell_DLE\CSV_files_raw_nieuwe_structuur\2005\m08\2_0805A.csv | 1000
R9-3A | A_PoliV3 | 1 | 3_0501A.csv | F:\UPOD\Cell_DLE\CSV_files_raw_nieuwe_structuur\2005\m01 | F:\UPOD\Cell_DLE\CSV_files_raw_nieuwe_structuur\2005\m01\3_0501A.csv | 1000
R9-3A | A_PoliV3 | 1 | 3_0501B.csv | F:\UPOD\Cell_DLE\CSV_files_raw_nieuwe_structuur\2005\m01 | F:\UPOD\Cell_DLE\CSV_files_raw_nieuwe_structuur\2005\m01\3_0501B.csv | 441
R9-3A | A_PoliV3 | 1 | 3_0501C.csv | F:\UPOD\Cell_DLE\CSV_files_raw_nieuwe_structuur\2005\m01 | F:\UPOD\Cell_DLE\CSV_files_raw_nieuwe_structuur\2005\m01\3_0501C.csv | 1000
R9-3A | A_PoliV3 | 1 | 3_0501D.csv | F:\UPOD\Cell_DLE\CSV_files_raw_nieuwe_structuur\2005\m01 | F:\UPOD\Cell_DLE\CSV_files_raw_nieuwe_structuur\2005\m01\3_0501D.csv | 220
R9-3A | A_PoliV3 | 1 | 3_0502A.csv | F:\UPOD\Cell_DLE\CSV_files_raw_nieuwe_structuur\2005\m02 | F:\UPOD\Cell_DLE\CSV_files_raw_nieuwe_structuur\2005\m02\3_0502A.csv | 1000
R9-3A | A_PoliV3 | 1 | 3_0502B.csv | F:\UPOD\Cell_DLE\CSV_files_raw_nieuwe_structuur\2005\m02 | F:\UPOD\Cell_DLE\CSV_files_raw_nieuwe_structuur\2005\m02\3_0502B.csv | 447
R9-3A | A_PoliV3 | 1 | 3_0503A.csv | F:\UPOD\Cell_DLE\CSV_files_raw_nieuwe_structuur\2005\m03 | F:\UPOD\Cell_DLE\CSV_files_raw_nieuwe_structuur\2005\m03\3_0503A.csv | 1000
R9-3A | A_PoliV3 | 1 | 3_0503B.csv | F:\UPOD\Cell_DLE\CSV_files_raw_nieuwe_structuur\2005\m03 | F:\UPOD\Cell_DLE\CSV_files_raw_nieuwe_structuur\2005\m03\3_0503B.csv | 279
R9-3A | A_PoliV3 | 1 | 3_0503C.csv | F:\UPOD\Cell_DLE\CSV_files_raw_nieuwe_structuur\2005\m03 | F:\UPOD\Cell_DLE\CSV_files_raw_nieuwe_structuur\2005\m03\3_0503C.csv | 1000
R9-3A | A_PoliV3 | 1 | 3_0503D.csv | F:\UPOD\Cell_DLE\CSV_files_raw_nieuwe_structuur\2005\m03 | F:\UPOD\Cell_DLE\CSV_files_raw_nieuwe_structuur\2005\m03\3_0503D.csv | 450
R9-3A | A_PoliV3 | 1 | 3_0503E.csv | F:\UPOD\Cell_DLE\CSV_files_raw_nieuwe_structuur\2005\m03 | F:\UPOD\Cell_DLE\CSV_files_raw_nieuwe_structuur\2005\m03\3_0503E.csv | 1000
R9-3A | A_PoliV3 | 1 | 3_0503F.csv | F:\UPOD\Cell_DLE\CSV_files_raw_nieuwe_structuur\2005\m03 | F:\UPOD\Cell_DLE\CSV_files_raw_nieuwe_structuur\2005\m03\3_0503F.csv | 431
R9-3A | A_PoliV3 | 1 | 3_0504A.csv | F:\UPOD\Cell_DLE\CSV_files_raw_nieuwe_structuur\2005\m04 | F:\UPOD\Cell_DLE\CSV_files_raw_nieuwe_structuur\2005\m04\3_0504A.csv | 1001
R9-3A | A_PoliV3 | 1 | 3_0504B.csv | F:\UPOD\Cell_DLE\CSV_files_raw_nieuwe_structuur\2005\m04 | F:\UPOD\Cell_DLE\CSV_files_raw_nieuwe_structuur\2005\m04\3_0504B.csv | 503
R9-3A | A_PoliV3 | 1 | 3_0504C.csv | F:\UPOD\Cell_DLE\CSV_files_raw_nieuwe_structuur\2005\m04 | F:\UPOD\Cell_DLE\CSV_files_raw_nieuwe_structuur\2005\m04\3_0504C.csv | 1000
R9-3A | A_PoliV3 | 1 | 3_0504D.csv | F:\UPOD\Cell_DLE\CSV_files_raw_nieuwe_structuur\2005\m04 | F:\UPOD\Cell_DLE\CSV_files_raw_nieuwe_structuur\2005\m04\3_0504D.csv | 441
R9-3A | A_PoliV3 | 1 | 3_0505A.csv | F:\UPOD\Cell_DLE\CSV_files_raw_nieuwe_structuur\2005\m05 | F:\UPOD\Cell_DLE\CSV_files_raw_nieuwe_structuur\2005\m05\3_0505A.csv | 999
R9-3A | A_PoliV3 | 1 | 3_0505B.csv | F:\UPOD\Cell_DLE\CSV_files_raw_nieuwe_structuur\2005\m05 | F:\UPOD\Cell_DLE\CSV_files_raw_nieuwe_structuur\2005\m05\3_0505B.csv | 278
R9-3A | A_PoliV3 | 1 | 3_0505C.csv | F:\UPOD\Cell_DLE\CSV_files_raw_nieuwe_structuur\2005\m05 | F:\UPOD\Cell_DLE\CSV_files_raw_nieuwe_structuur\2005\m05\3_0505C.csv | 1000
R9-3A | A_PoliV3 | 1 | 3_0505D.csv | F:\UPOD\Cell_DLE\CSV_files_raw_nieuwe_structuur\2005\m05 | F:\UPOD\Cell_DLE\CSV_files_raw_nieuwe_structuur\2005\m05\3_0505D.csv | 371
R9-3A | A_PoliV3 | 1 | 3_0505E.csv | F:\UPOD\Cell_DLE\CSV_files_raw_nieuwe_structuur\2005\m05 | F:\UPOD\Cell_DLE\CSV_files_raw_nieuwe_structuur\2005\m05\3_0505E.csv | 1
R9-3A | A_PoliV3 | 1 | 3_0506C.csv | F:\UPOD\Cell_DLE\CSV_files_raw_nieuwe_structuur\2005\m06 | F:\UPOD\Cell_DLE\CSV_files_raw_nieuwe_structuur\2005\m06\3_0506C.csv | 1000
R9-3A | A_PoliV3 | 1 | 3_0506D.csv | F:\UPOD\Cell_DLE\CSV_files_raw_nieuwe_structuur\2005\m06 | F:\UPOD\Cell_DLE\CSV_files_raw_nieuwe_structuur\2005\m06\3_0506D.csv | 576
R9-3A | A_PoliV3 | 1 | 3_0605A.csv | F:\UPOD\Cell_DLE\CSV_files_raw_nieuwe_structuur\2005\m06 | F:\UPOD\Cell_DLE\CSV_files_raw_nieuwe_structuur\2005\m06\3_0605A.csv | 1000
R9-3A | A_PoliV3 | 1 | 3_0605B.csv | F:\UPOD\Cell_DLE\CSV_files_raw_nieuwe_structuur\2005\m06 | F:\UPOD\Cell_DLE\CSV_files_raw_nieuwe_structuur\2005\m06\3_0605B.csv | 214
R9-3A | A_PoliV3 | 1 | 3_0705A.csv | F:\UPOD\Cell_DLE\CSV_files_raw_nieuwe_structuur\2005\m07 | F:\UPOD\Cell_DLE\CSV_files_raw_nieuwe_structuur\2005\m07\3_0705A.csv | 1000
R9-3A | A_PoliV3 | 1 | 3_0705B.csv | F:\UPOD\Cell_DLE\CSV_files_raw_nieuwe_structuur\2005\m07 | F:\UPOD\Cell_DLE\CSV_files_raw_nieuwe_structuur\2005\m07\3_0705B.csv | 832
R9-3A | A_PoliV3 | 1 | 3_0705C.csv | F:\UPOD\Cell_DLE\CSV_files_raw_nieuwe_structuur\2005\m07 | F:\UPOD\Cell_DLE\CSV_files_raw_nieuwe_structuur\2005\m07\3_0705C.csv | 1000
R9-3A | A_PoliV3 | 1 | 3_0805A.csv | F:\UPOD\Cell_DLE\CSV_files_raw_nieuwe_structuur\2005\m08 | F:\UPOD\Cell_DLE\CSV_files_raw_nieuwe_structuur\2005\m08\3_0805A.csv | 1000
R9-3A | A_PoliV3 | 1 | 4_0501A.csv | F:\UPOD\Cell_DLE\CSV_files_raw_nieuwe_structuur\2005\m01 | F:\UPOD\Cell_DLE\CSV_files_raw_nieuwe_structuur\2005\m01\4_0501A.csv | 742
R9-3A | A_PoliV3 | 1 | 4_0501B.csv | F:\UPOD\Cell_DLE\CSV_files_raw_nieuwe_structuur\2005\m01 | F:\UPOD\Cell_DLE\CSV_files_raw_nieuwe_structuur\2005\m01\4_0501B.csv | 929
R9-3A | A_PoliV3 | 1 | 4_0502A.csv | F:\UPOD\Cell_DLE\CSV_files_raw_nieuwe_structuur\2005\m02 | F:\UPOD\Cell_DLE\CSV_files_raw_nieuwe_structuur\2005\m02\4_0502A.csv | 875
R9-3A | A_PoliV3 | 1 | 4_0503A.csv | F:\UPOD\Cell_DLE\CSV_files_raw_nieuwe_structuur\2005\m03 | F:\UPOD\Cell_DLE\CSV_files_raw_nieuwe_structuur\2005\m03\4_0503A.csv | 802
R9-3A | A_PoliV3 | 1 | 4_0503B.csv | F:\UPOD\Cell_DLE\CSV_files_raw_nieuwe_structuur\2005\m03 | F:\UPOD\Cell_DLE\CSV_files_raw_nieuwe_structuur\2005\m03\4_0503B.csv | 839
R9-3A | A_PoliV3 | 1 | 4_0503C.csv | F:\UPOD\Cell_DLE\CSV_files_raw_nieuwe_structuur\2005\m03 | F:\UPOD\Cell_DLE\CSV_files_raw_nieuwe_structuur\2005\m03\4_0503C.csv | 817
R9-3A | A_PoliV3 | 1 | 4_0504A.csv | F:\UPOD\Cell_DLE\CSV_files_raw_nieuwe_structuur\2005\m04 | F:\UPOD\Cell_DLE\CSV_files_raw_nieuwe_structuur\2005\m04\4_0504A.csv | 1000
R9-3A | A_PoliV3 | 1 | 4_0504B.csv | F:\UPOD\Cell_DLE\CSV_files_raw_nieuwe_structuur\2005\m04 | F:\UPOD\Cell_DLE\CSV_files_raw_nieuwe_structuur\2005\m04\4_0504B.csv | 132
R9-3A | A_PoliV3 | 1 | 4_0504C.csv | F:\UPOD\Cell_DLE\CSV_files_raw_nieuwe_structuur\2005\m04 | F:\UPOD\Cell_DLE\CSV_files_raw_nieuwe_structuur\2005\m04\4_0504C.csv | 841
R9-3A | A_PoliV3 | 1 | 4_0505A.csv | F:\UPOD\Cell_DLE\CSV_files_raw_nieuwe_structuur\2005\m05 | F:\UPOD\Cell_DLE\CSV_files_raw_nieuwe_structuur\2005\m05\4_0505A.csv | 969
R9-3A | A_PoliV3 | 1 | 4_0505B.csv | F:\UPOD\Cell_DLE\CSV_files_raw_nieuwe_structuur\2005\m05 | F:\UPOD\Cell_DLE\CSV_files_raw_nieuwe_structuur\2005\m05\4_0505B.csv | 984
R9-3A | A_PoliV3 | 1 | 4_0605A.csv | F:\UPOD\Cell_DLE\CSV_files_raw_nieuwe_structuur\2005\m06 | F:\UPOD\Cell_DLE\CSV_files_raw_nieuwe_structuur\2005\m06\4_0605A.csv | 915
R9-3A | A_PoliV3 | 1 | 4_0605B.csv | F:\UPOD\Cell_DLE\CSV_files_raw_nieuwe_structuur\2005\m06 | F:\UPOD\Cell_DLE\CSV_files_raw_nieuwe_structuur\2005\m06\4_0605B.csv | 908
R9-3A | A_PoliV3 | 1 | 4_0705A.csv | F:\UPOD\Cell_DLE\CSV_files_raw_nieuwe_structuur\2005\m07 | F:\UPOD\Cell_DLE\CSV_files_raw_nieuwe_structuur\2005\m07\4_0705A.csv | 965
R9-3A | A_PoliV3 | 1 | 4_0705B.csv | F:\UPOD\Cell_DLE\CSV_files_raw_nieuwe_structuur\2005\m07 | F:\UPOD\Cell_DLE\CSV_files_raw_nieuwe_structuur\2005\m07\4_0705B.csv | 699
R9-3A | A_PoliV3 | 1 | 4_0805A.csv | F:\UPOD\Cell_DLE\CSV_files_raw_nieuwe_structuur\2005\m08 | F:\UPOD\Cell_DLE\CSV_files_raw_nieuwe_structuur\2005\m08\4_0805A.csv | 865
R9-3C | A_PoliV3 | 1 | 1_0805B.csv | F:\UPOD\Cell_DLE\CSV_files_raw_nieuwe_structuur\2005\m08 | F:\UPOD\Cell_DLE\CSV_files_raw_nieuwe_structuur\2005\m08\1_0805B.csv | 1000
R9-3C | A_PoliV3 | 1 | 1_0805C.csv | F:\UPOD\Cell_DLE\CSV_files_raw_nieuwe_structuur\2005\m08 | F:\UPOD\Cell_DLE\CSV_files_raw_nieuwe_structuur\2005\m08\1_0805C.csv | 1000
R9-3C | A_PoliV3 | 1 | 1_0805D.csv | F:\UPOD\Cell_DLE\CSV_files_raw_nieuwe_structuur\2005\m08 | F:\UPOD\Cell_DLE\CSV_files_raw_nieuwe_structuur\2005\m08\1_0805D.csv | 638
R9-3C | A_PoliV3 | 1 | 1_0805E.csv | F:\UPOD\Cell_DLE\CSV_files_raw_nieuwe_structuur\2005\m08 | F:\UPOD\Cell_DLE\CSV_files_raw_nieuwe_structuur\2005\m08\1_0805E.csv | 1000
R9-3C | A_PoliV3 | 1 | 1_0805F.csv | F:\UPOD\Cell_DLE\CSV_files_raw_nieuwe_structuur\2005\m08 | F:\UPOD\Cell_DLE\CSV_files_raw_nieuwe_structuur\2005\m08\1_0805F.csv | 1000
R9-3C | A_PoliV3 | 1 | 1_0805G.csv | F:\UPOD\Cell_DLE\CSV_files_raw_nieuwe_structuur\2005\m08 | F:\UPOD\Cell_DLE\CSV_files_raw_nieuwe_structuur\2005\m08\1_0805G.csv | 1000
R9-3C | A_PoliV3 | 1 | 1_0805H.csv | F:\UPOD\Cell_DLE\CSV_files_raw_nieuwe_structuur\2005\m08 | F:\UPOD\Cell_DLE\CSV_files_raw_nieuwe_structuur\2005\m08\1_0805H.csv | 1001
R9-3C | A_PoliV3 | 1 | 1_0905A.csv | F:\UPOD\Cell_DLE\CSV_files_raw_nieuwe_structuur\2005\m09 | F:\UPOD\Cell_DLE\CSV_files_raw_nieuwe_structuur\2005\m09\1_0905A.csv | 1000
R9-3C | A_PoliV3 | 1 | 1_0905B.csv | F:\UPOD\Cell_DLE\CSV_files_raw_nieuwe_structuur\2005\m09 | F:\UPOD\Cell_DLE\CSV_files_raw_nieuwe_structuur\2005\m09\1_0905B.csv | 1000
R9-3C | A_PoliV3 | 1 | 1_0905C.csv | F:\UPOD\Cell_DLE\CSV_files_raw_nieuwe_structuur\2005\m09 | F:\UPOD\Cell_DLE\CSV_files_raw_nieuwe_structuur\2005\m09\1_0905C.csv | 1000
R9-3C | A_PoliV3 | 1 | 1_0905D.csv | F:\UPOD\Cell_DLE\CSV_files_raw_nieuwe_structuur\2005\m09 | F:\UPOD\Cell_DLE\CSV_files_raw_nieuwe_structuur\2005\m09\1_0905D.csv | 349
R9-3C | A_PoliV3 | 1 | 2_0805B.csv | F:\UPOD\Cell_DLE\CSV_files_raw_nieuwe_structuur\2005\m08 | F:\UPOD\Cell_DLE\CSV_files_raw_nieuwe_structuur\2005\m08\2_0805B.csv | 1000
R9-3C | A_PoliV3 | 1 | 2_0805C.csv | F:\UPOD\Cell_DLE\CSV_files_raw_nieuwe_structuur\2005\m08 | F:\UPOD\Cell_DLE\CSV_files_raw_nieuwe_structuur\2005\m08\2_0805C.csv | 434
R9-3C | A_PoliV3 | 1 | 2_0805D.csv | F:\UPOD\Cell_DLE\CSV_files_raw_nieuwe_structuur\2005\m08 | F:\UPOD\Cell_DLE\CSV_files_raw_nieuwe_structuur\2005\m08\2_0805D.csv | 1001
R9-3C | A_PoliV3 | 1 | 2_0805E.csv | F:\UPOD\Cell_DLE\CSV_files_raw_nieuwe_structuur\2005\m08 | F:\UPOD\Cell_DLE\CSV_files_raw_nieuwe_structuur\2005\m08\2_0805E.csv | 1000
R9-3C | A_PoliV3 | 1 | 2_0805F.csv | F:\UPOD\Cell_DLE\CSV_files_raw_nieuwe_structuur\2005\m08 | F:\UPOD\Cell_DLE\CSV_files_raw_nieuwe_structuur\2005\m08\2_0805F.csv | 1000
R9-3C | A_PoliV3 | 1 | 2_0805G.csv | F:\UPOD\Cell_DLE\CSV_files_raw_nieuwe_structuur\2005\m08 | F:\UPOD\Cell_DLE\CSV_files_raw_nieuwe_structuur\2005\m08\2_0805G.csv | 171
R9-3C | A_PoliV3 | 1 | 2_0905A.csv | F:\UPOD\Cell_DLE\CSV_files_raw_nieuwe_structuur\2005\m09 | F:\UPOD\Cell_DLE\CSV_files_raw_nieuwe_structuur\2005\m09\2_0905A.csv | 1000
R9-3C | A_PoliV3 | 1 | 2_0905B.csv | F:\UPOD\Cell_DLE\CSV_files_raw_nieuwe_structuur\2005\m09 | F:\UPOD\Cell_DLE\CSV_files_raw_nieuwe_structuur\2005\m09\2_0905B.csv | 1000
R9-3C | A_PoliV3 | 1 | 2_0905C.csv | F:\UPOD\Cell_DLE\CSV_files_raw_nieuwe_structuur\2005\m09 | F:\UPOD\Cell_DLE\CSV_files_raw_nieuwe_structuur\2005\m09\2_0905C.csv | 406
R9-3C | A_PoliV3 | 1 | 3_0805B.csv | F:\UPOD\Cell_DLE\CSV_files_raw_nieuwe_structuur\2005\m08 | F:\UPOD\Cell_DLE\CSV_files_raw_nieuwe_structuur\2005\m08\3_0805B.csv | 184
R9-3C | A_PoliV3 | 1 | 3_0805C.csv | F:\UPOD\Cell_DLE\CSV_files_raw_nieuwe_structuur\2005\m08 | F:\UPOD\Cell_DLE\CSV_files_raw_nieuwe_structuur\2005\m08\3_0805C.csv | 1000
R9-3C | A_PoliV3 | 1 | 3_0805D.csv | F:\UPOD\Cell_DLE\CSV_files_raw_nieuwe_structuur\2005\m08 | F:\UPOD\Cell_DLE\CSV_files_raw_nieuwe_structuur\2005\m08\3_0805D.csv | 709
R9-3C | A_PoliV3 | 1 | 3_0905A.csv | F:\UPOD\Cell_DLE\CSV_files_raw_nieuwe_structuur\2005\m09 | F:\UPOD\Cell_DLE\CSV_files_raw_nieuwe_structuur\2005\m09\3_0905A.csv | 1000
R9-3C | A_PoliV3 | 1 | 3_095B.csv | F:\UPOD\Cell_DLE\CSV_files_raw_nieuwe_structuur\2005\m09 | F:\UPOD\Cell_DLE\CSV_files_raw_nieuwe_structuur\2005\m09\3_095B.csv | 154
R9-3C | A_PoliV3 | 1 | 4_0805B.csv | F:\UPOD\Cell_DLE\CSV_files_raw_nieuwe_structuur\2005\m08 | F:\UPOD\Cell_DLE\CSV_files_raw_nieuwe_structuur\2005\m08\4_0805B.csv | 941
R9-3C | A_PoliV3 | 1 | 4_0905A.csv | F:\UPOD\Cell_DLE\CSV_files_raw_nieuwe_structuur\2005\m09 | F:\UPOD\Cell_DLE\CSV_files_raw_nieuwe_structuur\2005\m09\4_0905A.csv | 751
R9-3C | A_PoliV3_P_All | 2 | 1_0905E.csv | F:\UPOD\Cell_DLE\CSV_files_raw_nieuwe_structuur\2005\m09 | F:\UPOD\Cell_DLE\CSV_files_raw_nieuwe_structuur\2005\m09\1_0905E.csv | 1000
R9-3C | A_PoliV3_P_All | 2 | 1_0905F.csv | F:\UPOD\Cell_DLE\CSV_files_raw_nieuwe_structuur\2005\m09 | F:\UPOD\Cell_DLE\CSV_files_raw_nieuwe_structuur\2005\m09\1_0905F.csv | 1000
R9-3C | A_PoliV3_P_All | 2 | 1_0905G.csv | F:\UPOD\Cell_DLE\CSV_files_raw_nieuwe_structuur\2005\m09 | F:\UPOD\Cell_DLE\CSV_files_raw_nieuwe_structuur\2005\m09\1_0905G.csv | 1000
R9-3C | A_PoliV3_P_All | 2 | 1_0905H.csv | F:\UPOD\Cell_DLE\CSV_files_raw_nieuwe_structuur\2005\m09 | F:\UPOD\Cell_DLE\CSV_files_raw_nieuwe_structuur\2005\m09\1_0905H.csv | 1000
R9-3C | A_PoliV3_P_All | 2 | 1_0905I.csv | F:\UPOD\Cell_DLE\CSV_files_raw_nieuwe_structuur\2005\m09 | F:\UPOD\Cell_DLE\CSV_files_raw_nieuwe_structuur\2005\m09\1_0905I.csv | 91
R9-3C | A_PoliV3_P_All | 2 | 1_1005A.csv | F:\UPOD\Cell_DLE\CSV_files_raw_nieuwe_structuur\2005\m10 | F:\UPOD\Cell_DLE\CSV_files_raw_nieuwe_structuur\2005\m10\1_1005A.csv | 1000
R9-3C | A_PoliV3_P_All | 2 | 1_1005B.csv | F:\UPOD\Cell_DLE\CSV_files_raw_nieuwe_structuur\2005\m10 | F:\UPOD\Cell_DLE\CSV_files_raw_nieuwe_structuur\2005\m10\1_1005B.csv | 1000
R9-3C | A_PoliV3_P_All | 2 | 1_1005C.csv | F:\UPOD\Cell_DLE\CSV_files_raw_nieuwe_structuur\2005\m10 | F:\UPOD\Cell_DLE\CSV_files_raw_nieuwe_structuur\2005\m10\1_1005C.csv | 1000
R9-3C | A_PoliV3_P_All | 2 | 1_1005D.csv | F:\UPOD\Cell_DLE\CSV_files_raw_nieuwe_structuur\2005\m10 | F:\UPOD\Cell_DLE\CSV_files_raw_nieuwe_structuur\2005\m10\1_1005D.csv | 975
R9-3C | A_PoliV3_P_All | 2 | 1_1005E.csv | F:\UPOD\Cell_DLE\CSV_files_raw_nieuwe_structuur\2005\m10 | F:\UPOD\Cell_DLE\CSV_files_raw_nieuwe_structuur\2005\m10\1_1005E.csv | 1000
R9-3C | A_PoliV3_P_All | 2 | 1_1005F.csv | F:\UPOD\Cell_DLE\CSV_files_raw_nieuwe_structuur\2005\m10 | F:\UPOD\Cell_DLE\CSV_files_raw_nieuwe_structuur\2005\m10\1_1005F.csv | 1000
R9-3C | A_PoliV3_P_All | 2 | 1_1005G.csv | F:\UPOD\Cell_DLE\CSV_files_raw_nieuwe_structuur\2005\m10 | F:\UPOD\Cell_DLE\CSV_files_raw_nieuwe_structuur\2005\m10\1_1005G.csv | 1000
R9-3C | A_PoliV3_P_All | 2 | 1_1005H.CSV | F:\UPOD\Cell_DLE\CSV_files_raw_nieuwe_structuur\2005\m10 | F:\UPOD\Cell_DLE\CSV_files_raw_nieuwe_structuur\2005\m10\1_1005H.CSV | 1000
R9-3C | A_PoliV3_P_All | 2 | 1_1005I.CSV | F:\UPOD\Cell_DLE\CSV_files_raw_nieuwe_structuur\2005\m10 | F:\UPOD\Cell_DLE\CSV_files_raw_nieuwe_structuur\2005\m10\1_1005I.CSV | 67
R9-3C | A_PoliV3_P_All | 2 | 1_1105A.csv | F:\UPOD\Cell_DLE\CSV_files_raw_nieuwe_structuur\2005\m11 | F:\UPOD\Cell_DLE\CSV_files_raw_nieuwe_structuur\2005\m11\1_1105A.csv | 1000
R9-3C | A_PoliV3_P_All | 2 | 1_1105B.csv | F:\UPOD\Cell_DLE\CSV_files_raw_nieuwe_structuur\2005\m11 | F:\UPOD\Cell_DLE\CSV_files_raw_nieuwe_structuur\2005\m11\1_1105B.csv | 1000
R9-3C | A_PoliV3_P_All | 2 | 1_1105C.csv | F:\UPOD\Cell_DLE\CSV_files_raw_nieuwe_structuur\2005\m11 | F:\UPOD\Cell_DLE\CSV_files_raw_nieuwe_structuur\2005\m11\1_1105C.csv | 1000
R9-3C | A_PoliV3_P_All | 2 | 1_1105D.csv | F:\UPOD\Cell_DLE\CSV_files_raw_nieuwe_structuur\2005\m11 | F:\UPOD\Cell_DLE\CSV_files_raw_nieuwe_structuur\2005\m11\1_1105D.csv | 1001
R9-3C | A_PoliV3_P_All | 2 | 1_1105E.csv | F:\UPOD\Cell_DLE\CSV_files_raw_nieuwe_structuur\2005\m11 | F:\UPOD\Cell_DLE\CSV_files_raw_nieuwe_structuur\2005\m11\1_1105E.csv | 90
R9-3C | A_PoliV3_P_All | 2 | 1_1105F.csv | F:\UPOD\Cell_DLE\CSV_files_raw_nieuwe_structuur\2005\m11 | F:\UPOD\Cell_DLE\CSV_files_raw_nieuwe_structuur\2005\m11\1_1105F.csv | 1000
R9-3C | A_PoliV3_P_All | 2 | 1_1105G.csv | F:\UPOD\Cell_DLE\CSV_files_raw_nieuwe_structuur\2005\m11 | F:\UPOD\Cell_DLE\CSV_files_raw_nieuwe_structuur\2005\m11\1_1105G.csv | 1000
R9-3C | A_PoliV3_P_All | 2 | 1_1105H.csv | F:\UPOD\Cell_DLE\CSV_files_raw_nieuwe_structuur\2005\m11 | F:\UPOD\Cell_DLE\CSV_files_raw_nieuwe_structuur\2005\m11\1_1105H.csv | 1000
R9-3C | A_PoliV3_P_All | 2 | 1_1105I.csv | F:\UPOD\Cell_DLE\CSV_files_raw_nieuwe_structuur\2005\m11 | F:\UPOD\Cell_DLE\CSV_files_raw_nieuwe_structuur\2005\m11\1_1105I.csv | 840
R9-3C | A_PoliV3_P_All | 2 | 1_1205A.TXT | F:\UPOD\Cell_DLE\CSV_files_raw_nieuwe_structuur\2005\m12 | F:\UPOD\Cell_DLE\CSV_files_raw_nieuwe_structuur\2005\m12\1_1205A.TXT | 1000
R9-3C | A_PoliV3_P_All | 2 | 1_1205B.TXT | F:\UPOD\Cell_DLE\CSV_files_raw_nieuwe_structuur\2005\m12 | F:\UPOD\Cell_DLE\CSV_files_raw_nieuwe_structuur\2005\m12\1_1205B.TXT | 1000
R9-3C | A_PoliV3_P_All | 2 | 1_1205C.TXT | F:\UPOD\Cell_DLE\CSV_files_raw_nieuwe_structuur\2005\m12 | F:\UPOD\Cell_DLE\CSV_files_raw_nieuwe_structuur\2005\m12\1_1205C.TXT | 1000
R9-3C | A_PoliV3_P_All | 2 | 1_1205D.TXT | F:\UPOD\Cell_DLE\CSV_files_raw_nieuwe_structuur\2005\m12 | F:\UPOD\Cell_DLE\CSV_files_raw_nieuwe_structuur\2005\m12\1_1205D.TXT | 1000
R9-3C | A_PoliV3_P_All | 2 | 1_1205E.TXT | F:\UPOD\Cell_DLE\CSV_files_raw_nieuwe_structuur\2005\m12 | F:\UPOD\Cell_DLE\CSV_files_raw_nieuwe_structuur\2005\m12\1_1205E.TXT | 798
R9-3C | A_PoliV3_P_All | 2 | 1_1205F.TXT | F:\UPOD\Cell_DLE\CSV_files_raw_nieuwe_structuur\2005\m12 | F:\UPOD\Cell_DLE\CSV_files_raw_nieuwe_structuur\2005\m12\1_1205F.TXT | 221
R9-3C | A_PoliV3_P_All | 2 | 2_0905D.csv | F:\UPOD\Cell_DLE\CSV_files_raw_nieuwe_structuur\2005\m09 | F:\UPOD\Cell_DLE\CSV_files_raw_nieuwe_structuur\2005\m09\2_0905D.csv | 1000
R9-3C | A_PoliV3_P_All | 2 | 2_0905E.csv | F:\UPOD\Cell_DLE\CSV_files_raw_nieuwe_structuur\2005\m09 | F:\UPOD\Cell_DLE\CSV_files_raw_nieuwe_structuur\2005\m09\2_0905E.csv | 1000
R9-3C | A_PoliV3_P_All | 2 | 2_0905F.csv | F:\UPOD\Cell_DLE\CSV_files_raw_nieuwe_structuur\2005\m09 | F:\UPOD\Cell_DLE\CSV_files_raw_nieuwe_structuur\2005\m09\2_0905F.csv | 1000
R9-3C | A_PoliV3_P_All | 2 | 2_0905G.csv | F:\UPOD\Cell_DLE\CSV_files_raw_nieuwe_structuur\2005\m09 | F:\UPOD\Cell_DLE\CSV_files_raw_nieuwe_structuur\2005\m09\2_0905G.csv | 482
R9-3C | A_PoliV3_P_All | 2 | 2_1005A.csv | F:\UPOD\Cell_DLE\CSV_files_raw_nieuwe_structuur\2005\m10 | F:\UPOD\Cell_DLE\CSV_files_raw_nieuwe_structuur\2005\m10\2_1005A.csv | 1000
R9-3C | A_PoliV3_P_All | 2 | 2_1005B.csv | F:\UPOD\Cell_DLE\CSV_files_raw_nieuwe_structuur\2005\m10 | F:\UPOD\Cell_DLE\CSV_files_raw_nieuwe_structuur\2005\m10\2_1005B.csv | 1000
R9-3C | A_PoliV3_P_All | 2 | 2_1005C.csv | F:\UPOD\Cell_DLE\CSV_files_raw_nieuwe_structuur\2005\m10 | F:\UPOD\Cell_DLE\CSV_files_raw_nieuwe_structuur\2005\m10\2_1005C.csv | 579
R9-3C | A_PoliV3_P_All | 2 | 2_1005D.csv | F:\UPOD\Cell_DLE\CSV_files_raw_nieuwe_structuur\2005\m10 | F:\UPOD\Cell_DLE\CSV_files_raw_nieuwe_structuur\2005\m10\2_1005D.csv | 1000
R9-3C | A_PoliV3_P_All | 2 | 2_1005E.csv | F:\UPOD\Cell_DLE\CSV_files_raw_nieuwe_structuur\2005\m10 | F:\UPOD\Cell_DLE\CSV_files_raw_nieuwe_structuur\2005\m10\2_1005E.csv | 1000
R9-3C | A_PoliV3_P_All | 2 | 2_1005F.csv | F:\UPOD\Cell_DLE\CSV_files_raw_nieuwe_structuur\2005\m10 | F:\UPOD\Cell_DLE\CSV_files_raw_nieuwe_structuur\2005\m10\2_1005F.csv | 646
R9-3C | A_PoliV3_P_All | 2 | 2_1105A.csv | F:\UPOD\Cell_DLE\CSV_files_raw_nieuwe_structuur\2005\m11 | F:\UPOD\Cell_DLE\CSV_files_raw_nieuwe_structuur\2005\m11\2_1105A.csv | 1000
R9-3C | A_PoliV3_P_All | 2 | 2_1105B.csv | F:\UPOD\Cell_DLE\CSV_files_raw_nieuwe_structuur\2005\m11 | F:\UPOD\Cell_DLE\CSV_files_raw_nieuwe_structuur\2005\m11\2_1105B.csv | 1000
R9-3C | A_PoliV3_P_All | 2 | 2_1105C.csv | F:\UPOD\Cell_DLE\CSV_files_raw_nieuwe_structuur\2005\m11 | F:\UPOD\Cell_DLE\CSV_files_raw_nieuwe_structuur\2005\m11\2_1105C.csv | 830
R9-3C | A_PoliV3_P_All | 2 | 2_1105D.csv | F:\UPOD\Cell_DLE\CSV_files_raw_nieuwe_structuur\2005\m11 | F:\UPOD\Cell_DLE\CSV_files_raw_nieuwe_structuur\2005\m11\2_1105D.csv | 1001
R9-3C | A_PoliV3_P_All | 2 | 2_1105E.csv | F:\UPOD\Cell_DLE\CSV_files_raw_nieuwe_structuur\2005\m11 | F:\UPOD\Cell_DLE\CSV_files_raw_nieuwe_structuur\2005\m11\2_1105E.csv | 1000
R9-3C | A_PoliV3_P_All | 2 | 2_1105F.csv | F:\UPOD\Cell_DLE\CSV_files_raw_nieuwe_structuur\2005\m11 | F:\UPOD\Cell_DLE\CSV_files_raw_nieuwe_structuur\2005\m11\2_1105F.csv | 1000
R9-3C | A_PoliV3_P_All | 2 | 2_1105G.csv | F:\UPOD\Cell_DLE\CSV_files_raw_nieuwe_structuur\2005\m11 | F:\UPOD\Cell_DLE\CSV_files_raw_nieuwe_structuur\2005\m11\2_1105G.csv | 680
R9-3C | A_PoliV3_P_All | 2 | 3_0905C.csv | F:\UPOD\Cell_DLE\CSV_files_raw_nieuwe_structuur\2005\m09 | F:\UPOD\Cell_DLE\CSV_files_raw_nieuwe_structuur\2005\m09\3_0905C.csv | 1000
R9-3C | A_PoliV3_P_All | 2 | 3_0905D.csv | F:\UPOD\Cell_DLE\CSV_files_raw_nieuwe_structuur\2005\m09 | F:\UPOD\Cell_DLE\CSV_files_raw_nieuwe_structuur\2005\m09\3_0905D.csv | 740
R9-3C | A_PoliV3_P_All | 2 | 3_1005A.csv | F:\UPOD\Cell_DLE\CSV_files_raw_nieuwe_structuur\2005\m10 | F:\UPOD\Cell_DLE\CSV_files_raw_nieuwe_structuur\2005\m10\3_1005A.csv | 1000
R9-3C | A_PoliV3_P_All | 2 | 3_1005B.csv | F:\UPOD\Cell_DLE\CSV_files_raw_nieuwe_structuur\2005\m10 | F:\UPOD\Cell_DLE\CSV_files_raw_nieuwe_structuur\2005\m10\3_1005B.csv | 409
R9-3C | A_PoliV3_P_All | 2 | 3_1005C.csv | F:\UPOD\Cell_DLE\CSV_files_raw_nieuwe_structuur\2005\m10 | F:\UPOD\Cell_DLE\CSV_files_raw_nieuwe_structuur\2005\m10\3_1005C.csv | 1000
R9-3C | A_PoliV3_P_All | 2 | 3_1005D.csv | F:\UPOD\Cell_DLE\CSV_files_raw_nieuwe_structuur\2005\m10 | F:\UPOD\Cell_DLE\CSV_files_raw_nieuwe_structuur\2005\m10\3_1005D.csv | 487
R9-3C | A_PoliV3_P_All | 2 | 3_1105A.csv | F:\UPOD\Cell_DLE\CSV_files_raw_nieuwe_structuur\2005\m11 | F:\UPOD\Cell_DLE\CSV_files_raw_nieuwe_structuur\2005\m11\3_1105A.csv | 1000
R9-3C | A_PoliV3_P_All | 2 | 3_1105B.csv | F:\UPOD\Cell_DLE\CSV_files_raw_nieuwe_structuur\2005\m11 | F:\UPOD\Cell_DLE\CSV_files_raw_nieuwe_structuur\2005\m11\3_1105B.csv | 627
R9-3C | A_PoliV3_P_All | 2 | 3_1105C.csv | F:\UPOD\Cell_DLE\CSV_files_raw_nieuwe_structuur\2005\m11 | F:\UPOD\Cell_DLE\CSV_files_raw_nieuwe_structuur\2005\m11\3_1105C.csv | 1000
R9-3C | A_PoliV3_P_All | 2 | 3_1105D.csv | F:\UPOD\Cell_DLE\CSV_files_raw_nieuwe_structuur\2005\m11 | F:\UPOD\Cell_DLE\CSV_files_raw_nieuwe_structuur\2005\m11\3_1105D.csv | 603
R9-3C | A_PoliV3_P_All | 2 | 3_1205A.TXT | F:\UPOD\Cell_DLE\CSV_files_raw_nieuwe_structuur\2005\m12 | F:\UPOD\Cell_DLE\CSV_files_raw_nieuwe_structuur\2005\m12\3_1205A.TXT | 1000
R9-3C | A_PoliV3_P_All | 2 | 3_1205B.TXT | F:\UPOD\Cell_DLE\CSV_files_raw_nieuwe_structuur\2005\m12 | F:\UPOD\Cell_DLE\CSV_files_raw_nieuwe_structuur\2005\m12\3_1205B.TXT | 723
R9-3C | A_PoliV3_P_All | 2 | 3_1205C.csv | F:\UPOD\Cell_DLE\CSV_files_raw_nieuwe_structuur\2005\m12 | F:\UPOD\Cell_DLE\CSV_files_raw_nieuwe_structuur\2005\m12\3_1205C.csv | 1000
R9-3C | A_PoliV3_P_All | 2 | 3_1205D.csv | F:\UPOD\Cell_DLE\CSV_files_raw_nieuwe_structuur\2005\m12 | F:\UPOD\Cell_DLE\CSV_files_raw_nieuwe_structuur\2005\m12\3_1205D.csv | 999
R9-3C | A_PoliV3_P_All | 2 | 4_0306A.TXT | F:\UPOD\Cell_DLE\CSV_files_raw_nieuwe_structuur\2006\m03 | F:\UPOD\Cell_DLE\CSV_files_raw_nieuwe_structuur\2006\m03\4_0306A.TXT | 999
R9-3C | A_PoliV3_P_All | 2 | 4_0601A.csv | F:\UPOD\Cell_DLE\CSV_files_raw_nieuwe_structuur\2006\m01 | F:\UPOD\Cell_DLE\CSV_files_raw_nieuwe_structuur\2006\m01\4_0601A.csv | 821
R9-3C | A_PoliV3_P_All | 2 | 4_0601B.csv | F:\UPOD\Cell_DLE\CSV_files_raw_nieuwe_structuur\2006\m01 | F:\UPOD\Cell_DLE\CSV_files_raw_nieuwe_structuur\2006\m01\4_0601B.csv | 952
R9-3C | A_PoliV3_P_All | 2 | 4_0602A.csv | F:\UPOD\Cell_DLE\CSV_files_raw_nieuwe_structuur\2006\m02 | F:\UPOD\Cell_DLE\CSV_files_raw_nieuwe_structuur\2006\m02\4_0602A.csv | 937
R9-3C | A_PoliV3_P_All | 2 | 4_0602B.csv | F:\UPOD\Cell_DLE\CSV_files_raw_nieuwe_structuur\2006\m02 | F:\UPOD\Cell_DLE\CSV_files_raw_nieuwe_structuur\2006\m02\4_0602B.csv | 682
R9-3C | A_PoliV3_P_All | 2 | 4_0603C.csv | F:\UPOD\Cell_DLE\CSV_files_raw_nieuwe_structuur\2006\m03 | F:\UPOD\Cell_DLE\CSV_files_raw_nieuwe_structuur\2006\m03\4_0603C.csv | 974
R9-3C | A_PoliV3_P_All | 2 | 4_0905B.csv | F:\UPOD\Cell_DLE\CSV_files_raw_nieuwe_structuur\2005\m09 | F:\UPOD\Cell_DLE\CSV_files_raw_nieuwe_structuur\2005\m09\4_0905B.csv | 1000
R9-3C | A_PoliV3_P_All | 2 | 4_0905C.csv | F:\UPOD\Cell_DLE\CSV_files_raw_nieuwe_structuur\2005\m09 | F:\UPOD\Cell_DLE\CSV_files_raw_nieuwe_structuur\2005\m09\4_0905C.csv | 415
R9-3C | A_PoliV3_P_All | 2 | 4_1005A.csv | F:\UPOD\Cell_DLE\CSV_files_raw_nieuwe_structuur\2005\m10 | F:\UPOD\Cell_DLE\CSV_files_raw_nieuwe_structuur\2005\m10\4_1005A.csv | 884
R9-3C | A_PoliV3_P_All | 2 | 4_1005B.csv | F:\UPOD\Cell_DLE\CSV_files_raw_nieuwe_structuur\2005\m10 | F:\UPOD\Cell_DLE\CSV_files_raw_nieuwe_structuur\2005\m10\4_1005B.csv | 937
R9-3C | A_PoliV3_P_All | 2 | 4_1105A.csv | F:\UPOD\Cell_DLE\CSV_files_raw_nieuwe_structuur\2005\m11 | F:\UPOD\Cell_DLE\CSV_files_raw_nieuwe_structuur\2005\m11\4_1105A.csv | 856
R9-3C | A_PoliV3_P_All | 2 | 4_1105B.csv | F:\UPOD\Cell_DLE\CSV_files_raw_nieuwe_structuur\2005\m11 | F:\UPOD\Cell_DLE\CSV_files_raw_nieuwe_structuur\2005\m11\4_1105B.csv | 1000
R9-3C | A_PoliV3_P_All | 2 | 4_1105C.csv | F:\UPOD\Cell_DLE\CSV_files_raw_nieuwe_structuur\2005\m11 | F:\UPOD\Cell_DLE\CSV_files_raw_nieuwe_structuur\2005\m11\4_1105C.csv | 52
R9-3C | A_PoliV3_P_All | 2 | 4_1205A.TXT | F:\UPOD\Cell_DLE\CSV_files_raw_nieuwe_structuur\2005\m12 | F:\UPOD\Cell_DLE\CSV_files_raw_nieuwe_structuur\2005\m12\4_1205A.TXT | 953
R9-3C | A_PoliV3_P_All | 2 | 4_1205B.csv | F:\UPOD\Cell_DLE\CSV_files_raw_nieuwe_structuur\2005\m12 | F:\UPOD\Cell_DLE\CSV_files_raw_nieuwe_structuur\2005\m12\4_1205B.csv | 682
R9-4A | A_PoliV3 | 1 | 4_0108B.csv | F:\UPOD\Cell_DLE\CSV_files_raw_nieuwe_structuur\2008\K4\t02 | F:\UPOD\Cell_DLE\CSV_files_raw_nieuwe_structuur\2008\K4\t02\4_0108B.csv | 769
R9-4A | A_PoliV3 | 1 | 4_0208B.csv | F:\UPOD\Cell_DLE\CSV_files_raw_nieuwe_structuur\2008\K4\t02 | F:\UPOD\Cell_DLE\CSV_files_raw_nieuwe_structuur\2008\K4\t02\4_0208B.csv | 620
R9-4A | A_PoliV3 | 1 | 4_1207A.TXT | F:\UPOD\Cell_DLE\CSV_files_raw_nieuwe_structuur\2007\m12 | F:\UPOD\Cell_DLE\CSV_files_raw_nieuwe_structuur\2007\m12\4_1207A.TXT | 857
R9-4A | A_PoliV3 | 1 | 4_1207A.csv | F:\UPOD\Cell_DLE\CSV_files_raw_nieuwe_structuur\2007\m00 | F:\UPOD\Cell_DLE\CSV_files_raw_nieuwe_structuur\2007\m00\4_1207A.csv | 857
R9-4A | A_PoliV3 | 1 | 4_1207B.TXT | F:\UPOD\Cell_DLE\CSV_files_raw_nieuwe_structuur\2007\m12 | F:\UPOD\Cell_DLE\CSV_files_raw_nieuwe_structuur\2007\m12\4_1207B.TXT | 681
R9-4A | A_PoliV3 | 1 | 4_1207B.csv | F:\UPOD\Cell_DLE\CSV_files_raw_nieuwe_structuur\2007\m00 | F:\UPOD\Cell_DLE\CSV_files_raw_nieuwe_structuur\2007\m00\4_1207B.csv | 681
R9-4A | A_PoliV3_P_All | 2 | 4_018BX.csv | F:\UPOD\Cell_DLE\CSV_files_raw_nieuwe_structuur\2008\K1\T01 | F:\UPOD\Cell_DLE\CSV_files_raw_nieuwe_structuur\2008\K1\T01\4_018BX.csv | 1000
R9-4A | A_PoliV3_P_All | 2 | 4_018BY.csv | F:\UPOD\Cell_DLE\CSV_files_raw_nieuwe_structuur\2008\K1\T01 | F:\UPOD\Cell_DLE\CSV_files_raw_nieuwe_structuur\2008\K1\T01\4_018BY.csv | 525
R9-4A | A_PoliV3_P_All | 2 | 4_0308A.csv | F:\UPOD\Cell_DLE\CSV_files_raw_nieuwe_structuur\2008\K1\T01 | F:\UPOD\Cell_DLE\CSV_files_raw_nieuwe_structuur\2008\K1\T01\4_0308A.csv | 890
R9-4A | A_PoliV3_P_All | 2 | 4_0308B.csv | F:\UPOD\Cell_DLE\CSV_files_raw_nieuwe_structuur\2008\K4\t07 | F:\UPOD\Cell_DLE\CSV_files_raw_nieuwe_structuur\2008\K4\t07\4_0308B.csv | 603
R9-4A | A_PoliV3_P_All | 2 | 4_0408A.csv | F:\UPOD\Cell_DLE\CSV_files_raw_nieuwe_structuur\2008\K1\T01 | F:\UPOD\Cell_DLE\CSV_files_raw_nieuwe_structuur\2008\K1\T01\4_0408A.csv | 994
XR2-3 | A_PoliV3 | 1 | 5_0603a.csv | F:\UPOD\Cell_DLE\CSV_files_raw_nieuwe_structuur\2006\m00 | F:\UPOD\Cell_DLE\CSV_files_raw_nieuwe_structuur\2006\m00\5_0603a.csv | 1001
XR2-3 | A_PoliV3 | 1 | 5_0603b.csv | F:\UPOD\Cell_DLE\CSV_files_raw_nieuwe_structuur\2006\m00 | F:\UPOD\Cell_DLE\CSV_files_raw_nieuwe_structuur\2006\m00\5_0603b.csv | 1001
XR2-3 | A_PoliV3 | 1 | 5_0603c.csv | F:\UPOD\Cell_DLE\CSV_files_raw_nieuwe_structuur\2006\m00 | F:\UPOD\Cell_DLE\CSV_files_raw_nieuwe_structuur\2006\m00\5_0603c.csv | 1001
XR2-3 | A_PoliV3 | 1 | 6_0603A.CSV | F:\UPOD\Cell_DLE\CSV_files_raw_nieuwe_structuur\2006\m00 | F:\UPOD\Cell_DLE\CSV_files_raw_nieuwe_structuur\2006\m00\6_0603A.CSV | 1001
XR2-3 | A_PoliV3 | 1 | 6_0603b.csv | F:\UPOD\Cell_DLE\CSV_files_raw_nieuwe_structuur\2006\m00 | F:\UPOD\Cell_DLE\CSV_files_raw_nieuwe_structuur\2006\m00\6_0603b.csv | 1001
XR2-3 | A_PoliV3 | 1 | 6_0603c.csv | F:\UPOD\Cell_DLE\CSV_files_raw_nieuwe_structuur\2006\m00 | F:\UPOD\Cell_DLE\CSV_files_raw_nieuwe_structuur\2006\m00\6_0603c.csv | 1001
XR2-3 | A_PoliV3 | 1 | 6_0603d.csv | F:\UPOD\Cell_DLE\CSV_files_raw_nieuwe_structuur\2006\m00 | F:\UPOD\Cell_DLE\CSV_files_raw_nieuwe_structuur\2006\m00\6_0603d.csv | 264
XR2-3 | A_PoliV3_P_All | 2 | 5_0601H.csv | F:\UPOD\Cell_DLE\CSV_files_raw_nieuwe_structuur\2006\m01 | F:\UPOD\Cell_DLE\CSV_files_raw_nieuwe_structuur\2006\m01\5_0601H.csv | 1001
XR2-3 | A_PoliV3_P_All | 2 | 5_0601I.csv | F:\UPOD\Cell_DLE\CSV_files_raw_nieuwe_structuur\2006\m01 | F:\UPOD\Cell_DLE\CSV_files_raw_nieuwe_structuur\2006\m01\5_0601I.csv | 1001
XR2-3 | A_PoliV3_P_All | 2 | 5_0601J.csv | F:\UPOD\Cell_DLE\CSV_files_raw_nieuwe_structuur\2006\m01 | F:\UPOD\Cell_DLE\CSV_files_raw_nieuwe_structuur\2006\m01\5_0601J.csv | 1001
XR2-3 | A_PoliV3_P_All | 2 | 5_0601K.csv | F:\UPOD\Cell_DLE\CSV_files_raw_nieuwe_structuur\2006\m01 | F:\UPOD\Cell_DLE\CSV_files_raw_nieuwe_structuur\2006\m01\5_0601K.csv | 1001
XR2-3 | A_PoliV3_P_All | 2 | 5_0601L.csv | F:\UPOD\Cell_DLE\CSV_files_raw_nieuwe_structuur\2006\m01 | F:\UPOD\Cell_DLE\CSV_files_raw_nieuwe_structuur\2006\m01\5_0601L.csv | 609
XR2-3 | A_PoliV3_P_All | 2 | 5_0602a.csv | F:\UPOD\Cell_DLE\CSV_files_raw_nieuwe_structuur\2006\m02 | F:\UPOD\Cell_DLE\CSV_files_raw_nieuwe_structuur\2006\m02\5_0602a.csv | 1001
XR2-3 | A_PoliV3_P_All | 2 | 5_0602b.csv | F:\UPOD\Cell_DLE\CSV_files_raw_nieuwe_structuur\2006\m02 | F:\UPOD\Cell_DLE\CSV_files_raw_nieuwe_structuur\2006\m02\5_0602b.csv | 1001
XR2-3 | A_PoliV3_P_All | 2 | 5_0602c.csv | F:\UPOD\Cell_DLE\CSV_files_raw_nieuwe_structuur\2006\m02 | F:\UPOD\Cell_DLE\CSV_files_raw_nieuwe_structuur\2006\m02\5_0602c.csv | 1002
XR2-3 | A_PoliV3_P_All | 2 | 5_0602d.csv | F:\UPOD\Cell_DLE\CSV_files_raw_nieuwe_structuur\2006\m02 | F:\UPOD\Cell_DLE\CSV_files_raw_nieuwe_structuur\2006\m02\5_0602d.csv | 956
XR2-3 | A_PoliV3_P_All | 2 | 5_0602e.csv | F:\UPOD\Cell_DLE\CSV_files_raw_nieuwe_structuur\2006\m02 | F:\UPOD\Cell_DLE\CSV_files_raw_nieuwe_structuur\2006\m02\5_0602e.csv | 1001
XR2-3 | A_PoliV3_P_All | 2 | 5_0602f.csv | F:\UPOD\Cell_DLE\CSV_files_raw_nieuwe_structuur\2006\m02 | F:\UPOD\Cell_DLE\CSV_files_raw_nieuwe_structuur\2006\m02\5_0602f.csv | 1001
XR2-3 | A_PoliV3_P_All | 2 | 5_0602g.csv | F:\UPOD\Cell_DLE\CSV_files_raw_nieuwe_structuur\2006\m02 | F:\UPOD\Cell_DLE\CSV_files_raw_nieuwe_structuur\2006\m02\5_0602g.csv | 1001
XR2-3 | A_PoliV3_P_All | 2 | 5_0602h.csv | F:\UPOD\Cell_DLE\CSV_files_raw_nieuwe_structuur\2006\m02 | F:\UPOD\Cell_DLE\CSV_files_raw_nieuwe_structuur\2006\m02\5_0602h.csv | 245
XR2-3 | A_PoliV3_P_All | 2 | 6_0601H.csv | F:\UPOD\Cell_DLE\CSV_files_raw_nieuwe_structuur\2006\m01 | F:\UPOD\Cell_DLE\CSV_files_raw_nieuwe_structuur\2006\m01\6_0601H.csv | 1001
XR2-3 | A_PoliV3_P_All | 2 | 6_0601I.csv | F:\UPOD\Cell_DLE\CSV_files_raw_nieuwe_structuur\2006\m01 | F:\UPOD\Cell_DLE\CSV_files_raw_nieuwe_structuur\2006\m01\6_0601I.csv | 1001
XR2-3 | A_PoliV3_P_All | 2 | 6_0601J.csv | F:\UPOD\Cell_DLE\CSV_files_raw_nieuwe_structuur\2006\m01 | F:\UPOD\Cell_DLE\CSV_files_raw_nieuwe_structuur\2006\m01\6_0601J.csv | 788
XR2-3 | A_PoliV3_P_All | 2 | 6_0602a.csv | F:\UPOD\Cell_DLE\CSV_files_raw_nieuwe_structuur\2006\m02 | F:\UPOD\Cell_DLE\CSV_files_raw_nieuwe_structuur\2006\m02\6_0602a.csv | 1001
XR2-3 | A_PoliV3_P_All | 2 | 6_0602b.csv | F:\UPOD\Cell_DLE\CSV_files_raw_nieuwe_structuur\2006\m02 | F:\UPOD\Cell_DLE\CSV_files_raw_nieuwe_structuur\2006\m02\6_0602b.csv | 1001
XR2-3 | A_PoliV3_P_All | 2 | 6_0602c.csv | F:\UPOD\Cell_DLE\CSV_files_raw_nieuwe_structuur\2006\m02 | F:\UPOD\Cell_DLE\CSV_files_raw_nieuwe_structuur\2006\m02\6_0602c.csv | 787
XR2-3 | A_PoliV3_P_All | 2 | 6_0602d.csv | F:\UPOD\Cell_DLE\CSV_files_raw_nieuwe_structuur\2006\m02 | F:\UPOD\Cell_DLE\CSV_files_raw_nieuwe_structuur\2006\m02\6_0602d.csv | 1001
XR2-3 | A_PoliV3_P_All | 2 | 6_0602e.csv | F:\UPOD\Cell_DLE\CSV_files_raw_nieuwe_structuur\2006\m02 | F:\UPOD\Cell_DLE\CSV_files_raw_nieuwe_structuur\2006\m02\6_0602e.csv | 1002
XR2-3 | A_PoliV3_P_All | 2 | 6_0602f.csv | F:\UPOD\Cell_DLE\CSV_files_raw_nieuwe_structuur\2006\m02 | F:\UPOD\Cell_DLE\CSV_files_raw_nieuwe_structuur\2006\m02\6_0602f.csv | 247
XR2-3 | A_PoliV3_P_All | 2 | 7_0306b.csv | F:\UPOD\Cell_DLE\CSV_files_raw_nieuwe_structuur\2006\m03 | F:\UPOD\Cell_DLE\CSV_files_raw_nieuwe_structuur\2006\m03\7_0306b.csv | 954
XR2-3 | A_PoliV3_P_All | 2 | 7_0601E.CSV | F:\UPOD\Cell_DLE\CSV_files_raw_nieuwe_structuur\2006\m01 | F:\UPOD\Cell_DLE\CSV_files_raw_nieuwe_structuur\2006\m01\7_0601E.CSV | 1007
XR2-3 | A_PoliV3_P_All | 2 | 7_0602a.csv | F:\UPOD\Cell_DLE\CSV_files_raw_nieuwe_structuur\2006\m02 | F:\UPOD\Cell_DLE\CSV_files_raw_nieuwe_structuur\2006\m02\7_0602a.csv | 1001
XR2-3 | A_PoliV3_P_All | 2 | 7_0602b.csv | F:\UPOD\Cell_DLE\CSV_files_raw_nieuwe_structuur\2006\m02 | F:\UPOD\Cell_DLE\CSV_files_raw_nieuwe_structuur\2006\m02\7_0602b.csv | 753
XR2-3 | A_PoliV3_P_All | 2 | 7_0602c.csv | F:\UPOD\Cell_DLE\CSV_files_raw_nieuwe_structuur\2006\m02 | F:\UPOD\Cell_DLE\CSV_files_raw_nieuwe_structuur\2006\m02\7_0602c.csv | 1001
XR2-3 | A_PoliV3_P_All | 2 | 7_0602d.csv | F:\UPOD\Cell_DLE\CSV_files_raw_nieuwe_structuur\2006\m02 | F:\UPOD\Cell_DLE\CSV_files_raw_nieuwe_structuur\2006\m02\7_0602d.csv | 493
XR2-3 | A_PoliV3_P_All | 2 | 7_0603c.csv | F:\UPOD\Cell_DLE\CSV_files_raw_nieuwe_structuur\2006\m03 | F:\UPOD\Cell_DLE\CSV_files_raw_nieuwe_structuur\2006\m03\7_0603c.csv | 1001
XR2-3 | A_PoliV3_P_All | 2 | 7_0606a.csv | F:\UPOD\Cell_DLE\CSV_files_raw_nieuwe_structuur\2006\m03 | F:\UPOD\Cell_DLE\CSV_files_raw_nieuwe_structuur\2006\m03\7_0606a.csv | 1001
XR2-4 | A_PoliV3 | 1 | 5_0308a.csv | F:\UPOD\Cell_DLE\CSV_files_raw_nieuwe_structuur\2008\K1\T03 | F:\UPOD\Cell_DLE\CSV_files_raw_nieuwe_structuur\2008\K1\T03\5_0308a.csv | 1000
XR2-4 | A_PoliV3 | 1 | 5_0308b.csv | F:\UPOD\Cell_DLE\CSV_files_raw_nieuwe_structuur\2008\K1\T03 | F:\UPOD\Cell_DLE\CSV_files_raw_nieuwe_structuur\2008\K1\T03\5_0308b.csv | 1000
XR2-4 | A_PoliV3 | 1 | 5_0308c.csv | F:\UPOD\Cell_DLE\CSV_files_raw_nieuwe_structuur\2008\K1\T03 | F:\UPOD\Cell_DLE\CSV_files_raw_nieuwe_structuur\2008\K1\T03\5_0308c.csv | 1000
XR2-4 | A_PoliV3 | 1 | 5_0308d.csv | F:\UPOD\Cell_DLE\CSV_files_raw_nieuwe_structuur\2008\K1\T03 | F:\UPOD\Cell_DLE\CSV_files_raw_nieuwe_structuur\2008\K1\T03\5_0308d.csv | 1000
XR2-4 | A_PoliV3 | 1 | 5_1003ea.csv | F:\UPOD\Cell_DLE\CSV_files_raw_nieuwe_structuur\2010\S005_serie2\A_sap15 | F:\UPOD\Cell_DLE\CSV_files_raw_nieuwe_structuur\2010\S005_serie2\A_sap15\5_1003ea.csv | 1000
XR2-4 | A_PoliV3 | 1 | 6_0308a.csv | F:\UPOD\Cell_DLE\CSV_files_raw_nieuwe_structuur\2008\K1\T03 | F:\UPOD\Cell_DLE\CSV_files_raw_nieuwe_structuur\2008\K1\T03\6_0308a.csv | 1000
XR2-4 | A_PoliV3 | 1 | 6_0308b.csv | F:\UPOD\Cell_DLE\CSV_files_raw_nieuwe_structuur\2008\K1\T03 | F:\UPOD\Cell_DLE\CSV_files_raw_nieuwe_structuur\2008\K1\T03\6_0308b.csv | 1000
XR2-4 | A_PoliV3 | 1 | 6_0308c.csv | F:\UPOD\Cell_DLE\CSV_files_raw_nieuwe_structuur\2008\K1\T03 | F:\UPOD\Cell_DLE\CSV_files_raw_nieuwe_structuur\2008\K1\T03\6_0308c.csv | 1000
XR2-4 | A_PoliV3 | 1 | 7_0208B.CSV | F:\UPOD\Cell_DLE\CSV_files_raw_nieuwe_structuur\2008\K1\T03 | F:\UPOD\Cell_DLE\CSV_files_raw_nieuwe_structuur\2008\K1\T03\7_0208B.CSV | 373
XR2-4 | A_PoliV3 | 1 | 7_0208C.CSV | F:\UPOD\Cell_DLE\CSV_files_raw_nieuwe_structuur\2008\K1\T03 | F:\UPOD\Cell_DLE\CSV_files_raw_nieuwe_structuur\2008\K1\T03\7_0208C.CSV | 1000
XR2-4 | A_PoliV3 | 1 | 7_0308a.csv | F:\UPOD\Cell_DLE\CSV_files_raw_nieuwe_structuur\2008\K1\T03 | F:\UPOD\Cell_DLE\CSV_files_raw_nieuwe_structuur\2008\K1\T03\7_0308a.csv | 1000
XR2-4 | A_PoliV3_P_All | 2 | 5_0108A.CSV | F:\UPOD\Cell_DLE\CSV_files_raw_nieuwe_structuur\2008\K1\T01 | F:\UPOD\Cell_DLE\CSV_files_raw_nieuwe_structuur\2008\K1\T01\5_0108A.CSV | 1001
XR2-4 | A_PoliV3_P_All | 2 | 5_0108B.CSV | F:\UPOD\Cell_DLE\CSV_files_raw_nieuwe_structuur\2008\K1\T01 | F:\UPOD\Cell_DLE\CSV_files_raw_nieuwe_structuur\2008\K1\T01\5_0108B.CSV | 1001
XR2-4 | A_PoliV3_P_All | 2 | 5_0108C.CSV | F:\UPOD\Cell_DLE\CSV_files_raw_nieuwe_structuur\2008\K1\T01 | F:\UPOD\Cell_DLE\CSV_files_raw_nieuwe_structuur\2008\K1\T01\5_0108C.CSV | 1001
XR2-4 | A_PoliV3_P_All | 2 | 5_0108D.CSV | F:\UPOD\Cell_DLE\CSV_files_raw_nieuwe_structuur\2008\K1\T01 | F:\UPOD\Cell_DLE\CSV_files_raw_nieuwe_structuur\2008\K1\T01\5_0108D.CSV | 1001
XR2-4 | A_PoliV3_P_All | 2 | 5_0108E.CSV | F:\UPOD\Cell_DLE\CSV_files_raw_nieuwe_structuur\2008\K1\T01 | F:\UPOD\Cell_DLE\CSV_files_raw_nieuwe_structuur\2008\K1\T01\5_0108E.CSV | 408
XR2-4 | A_PoliV3_P_All | 2 | 5_0108f.csv | F:\UPOD\Cell_DLE\CSV_files_raw_nieuwe_structuur\2008\K1\T01 | F:\UPOD\Cell_DLE\CSV_files_raw_nieuwe_structuur\2008\K1\T01\5_0108f.csv | 1001
XR2-4 | A_PoliV3_P_All | 2 | 5_0108g.csv | F:\UPOD\Cell_DLE\CSV_files_raw_nieuwe_structuur\2008\K1\T01 | F:\UPOD\Cell_DLE\CSV_files_raw_nieuwe_structuur\2008\K1\T01\5_0108g.csv | 1001
XR2-4 | A_PoliV3_P_All | 2 | 5_0108h.csv | F:\UPOD\Cell_DLE\CSV_files_raw_nieuwe_structuur\2008\K1\T01 | F:\UPOD\Cell_DLE\CSV_files_raw_nieuwe_structuur\2008\K1\T01\5_0108h.csv | 1001
XR2-4 | A_PoliV3_P_All | 2 | 5_0108i.csv | F:\UPOD\Cell_DLE\CSV_files_raw_nieuwe_structuur\2008\K1\T01 | F:\UPOD\Cell_DLE\CSV_files_raw_nieuwe_structuur\2008\K1\T01\5_0108i.csv | 1001
XR2-4 | A_PoliV3_P_All | 2 | 5_0108j.csv | F:\UPOD\Cell_DLE\CSV_files_raw_nieuwe_structuur\2008\K1\T01 | F:\UPOD\Cell_DLE\CSV_files_raw_nieuwe_structuur\2008\K1\T01\5_0108j.csv | 406
XR2-4 | A_PoliV3_P_All | 2 | 5_0208a.csv | F:\UPOD\Cell_DLE\CSV_files_raw_nieuwe_structuur\2008\K1\T01 | F:\UPOD\Cell_DLE\CSV_files_raw_nieuwe_structuur\2008\K1\T01\5_0208a.csv | 1001
XR2-4 | A_PoliV3_P_All | 2 | 5_0208b.csv | F:\UPOD\Cell_DLE\CSV_files_raw_nieuwe_structuur\2008\K1\T01 | F:\UPOD\Cell_DLE\CSV_files_raw_nieuwe_structuur\2008\K1\T01\5_0208b.csv | 1001
XR2-4 | A_PoliV3_P_All | 2 | 5_0208c.csv | F:\UPOD\Cell_DLE\CSV_files_raw_nieuwe_structuur\2008\K1\T01 | F:\UPOD\Cell_DLE\CSV_files_raw_nieuwe_structuur\2008\K1\T01\5_0208c.csv | 1001
XR2-4 | A_PoliV3_P_All | 2 | 5_0208d.csv | F:\UPOD\Cell_DLE\CSV_files_raw_nieuwe_structuur\2008\K1\T01 | F:\UPOD\Cell_DLE\CSV_files_raw_nieuwe_structuur\2008\K1\T01\5_0208d.csv | 1024
XR2-4 | A_PoliV3_P_All | 2 | 5_0208e.csv | F:\UPOD\Cell_DLE\CSV_files_raw_nieuwe_structuur\2008\K1\T01 | F:\UPOD\Cell_DLE\CSV_files_raw_nieuwe_structuur\2008\K1\T01\5_0208e.csv | 1001
XR2-4 | A_PoliV3_P_All | 2 | 5_0208f.csv | F:\UPOD\Cell_DLE\CSV_files_raw_nieuwe_structuur\2008\K1\T01 | F:\UPOD\Cell_DLE\CSV_files_raw_nieuwe_structuur\2008\K1\T01\5_0208f.csv | 1001
XR2-4 | A_PoliV3_P_All | 2 | 5_0208g.csv | F:\UPOD\Cell_DLE\CSV_files_raw_nieuwe_structuur\2008\K1\T01 | F:\UPOD\Cell_DLE\CSV_files_raw_nieuwe_structuur\2008\K1\T01\5_0208g.csv | 1001
XR2-4 | A_PoliV3_P_All | 2 | 5_0208h.csv | F:\UPOD\Cell_DLE\CSV_files_raw_nieuwe_structuur\2008\K1\T01 | F:\UPOD\Cell_DLE\CSV_files_raw_nieuwe_structuur\2008\K1\T01\5_0208h.csv | 452
XR2-4 | A_PoliV3_P_All | 2 | 5_0604h.csv | F:\UPOD\Cell_DLE\CSV_files_raw_nieuwe_structuur\2006\m04 | F:\UPOD\Cell_DLE\CSV_files_raw_nieuwe_structuur\2006\m04\5_0604h.csv | 454
XR2-4 | A_PoliV3_P_All | 2 | 5_0605a.csv | F:\UPOD\Cell_DLE\CSV_files_raw_nieuwe_structuur\2006\m05 | F:\UPOD\Cell_DLE\CSV_files_raw_nieuwe_structuur\2006\m05\5_0605a.csv | 1001
XR2-4 | A_PoliV3_P_All | 2 | 5_0605b.csv | F:\UPOD\Cell_DLE\CSV_files_raw_nieuwe_structuur\2006\m05 | F:\UPOD\Cell_DLE\CSV_files_raw_nieuwe_structuur\2006\m05\5_0605b.csv | 1001
XR2-4 | A_PoliV3_P_All | 2 | 5_0605c.csv | F:\UPOD\Cell_DLE\CSV_files_raw_nieuwe_structuur\2006\m05 | F:\UPOD\Cell_DLE\CSV_files_raw_nieuwe_structuur\2006\m05\5_0605c.csv | 1001
XR2-4 | A_PoliV3_P_All | 2 | 5_0605d.csv | F:\UPOD\Cell_DLE\CSV_files_raw_nieuwe_structuur\2006\m05 | F:\UPOD\Cell_DLE\CSV_files_raw_nieuwe_structuur\2006\m05\5_0605d.csv | 561
XR2-4 | A_PoliV3_P_All | 2 | 5_0605e.csv | F:\UPOD\Cell_DLE\CSV_files_raw_nieuwe_structuur\2006\m05 | F:\UPOD\Cell_DLE\CSV_files_raw_nieuwe_structuur\2006\m05\5_0605e.csv | 1001
XR2-4 | A_PoliV3_P_All | 2 | 5_0605f.csv | F:\UPOD\Cell_DLE\CSV_files_raw_nieuwe_structuur\2006\m05 | F:\UPOD\Cell_DLE\CSV_files_raw_nieuwe_structuur\2006\m05\5_0605f.csv | 1001
XR2-4 | A_PoliV3_P_All | 2 | 5_0605g.csv | F:\UPOD\Cell_DLE\CSV_files_raw_nieuwe_structuur\2006\m05 | F:\UPOD\Cell_DLE\CSV_files_raw_nieuwe_structuur\2006\m05\5_0605g.csv | 1002
XR2-4 | A_PoliV3_P_All | 2 | 5_0605h.csv | F:\UPOD\Cell_DLE\CSV_files_raw_nieuwe_structuur\2006\m05 | F:\UPOD\Cell_DLE\CSV_files_raw_nieuwe_structuur\2006\m05\5_0605h.csv | 1001
XR2-4 | A_PoliV3_P_All | 2 | 5_0605i.csv | F:\UPOD\Cell_DLE\CSV_files_raw_nieuwe_structuur\2006\m05 | F:\UPOD\Cell_DLE\CSV_files_raw_nieuwe_structuur\2006\m05\5_0605i.csv | 451
XR2-4 | A_PoliV3_P_All | 2 | 5_0606A.CSV | F:\UPOD\Cell_DLE\CSV_files_raw_nieuwe_structuur\2006\m06 | F:\UPOD\Cell_DLE\CSV_files_raw_nieuwe_structuur\2006\m06\5_0606A.CSV | 1001
XR2-4 | A_PoliV3_P_All | 2 | 5_0606B.CSV | F:\UPOD\Cell_DLE\CSV_files_raw_nieuwe_structuur\2006\m06 | F:\UPOD\Cell_DLE\CSV_files_raw_nieuwe_structuur\2006\m06\5_0606B.CSV | 1001
XR2-4 | A_PoliV3_P_All | 2 | 5_0606C.CSV | F:\UPOD\Cell_DLE\CSV_files_raw_nieuwe_structuur\2006\m06 | F:\UPOD\Cell_DLE\CSV_files_raw_nieuwe_structuur\2006\m06\5_0606C.CSV | 1025
XR2-4 | A_PoliV3_P_All | 2 | 5_0606d.csv | F:\UPOD\Cell_DLE\CSV_files_raw_nieuwe_structuur\2006\m06 | F:\UPOD\Cell_DLE\CSV_files_raw_nieuwe_structuur\2006\m06\5_0606d.csv | 1002
XR2-4 | A_PoliV3_P_All | 2 | 5_0606e.csv | F:\UPOD\Cell_DLE\CSV_files_raw_nieuwe_structuur\2006\m06 | F:\UPOD\Cell_DLE\CSV_files_raw_nieuwe_structuur\2006\m06\5_0606e.csv | 1001
XR2-4 | A_PoliV3_P_All | 2 | 5_0606f.csv | F:\UPOD\Cell_DLE\CSV_files_raw_nieuwe_structuur\2006\m06 | F:\UPOD\Cell_DLE\CSV_files_raw_nieuwe_structuur\2006\m06\5_0606f.csv | 1001
XR2-4 | A_PoliV3_P_All | 2 | 5_0606g.csv | F:\UPOD\Cell_DLE\CSV_files_raw_nieuwe_structuur\2006\m06 | F:\UPOD\Cell_DLE\CSV_files_raw_nieuwe_structuur\2006\m06\5_0606g.csv | 886
XR2-4 | A_PoliV3_P_All | 2 | 5_0611F.CSV | F:\UPOD\Cell_DLE\CSV_files_raw_nieuwe_structuur\2006\m11 | F:\UPOD\Cell_DLE\CSV_files_raw_nieuwe_structuur\2006\m11\5_0611F.CSV | 1001
XR2-4 | A_PoliV3_P_All | 2 | 5_0611G.CSV | F:\UPOD\Cell_DLE\CSV_files_raw_nieuwe_structuur\2006\m11 | F:\UPOD\Cell_DLE\CSV_files_raw_nieuwe_structuur\2006\m11\5_0611G.CSV | 1001
XR2-4 | A_PoliV3_P_All | 2 | 5_0611H.CSV | F:\UPOD\Cell_DLE\CSV_files_raw_nieuwe_structuur\2006\m11 | F:\UPOD\Cell_DLE\CSV_files_raw_nieuwe_structuur\2006\m11\5_0611H.CSV | 1101
XR2-4 | A_PoliV3_P_All | 2 | 5_0611I.CSV | F:\UPOD\Cell_DLE\CSV_files_raw_nieuwe_structuur\2006\m11 | F:\UPOD\Cell_DLE\CSV_files_raw_nieuwe_structuur\2006\m11\5_0611I.CSV | 1086
XR2-4 | A_PoliV3_P_All | 2 | 5_0612f.csv | F:\UPOD\Cell_DLE\CSV_files_raw_nieuwe_structuur\2006\m12 | F:\UPOD\Cell_DLE\CSV_files_raw_nieuwe_structuur\2006\m12\5_0612f.csv | 1001
XR2-4 | A_PoliV3_P_All | 2 | 5_0612g.csv | F:\UPOD\Cell_DLE\CSV_files_raw_nieuwe_structuur\2006\m12 | F:\UPOD\Cell_DLE\CSV_files_raw_nieuwe_structuur\2006\m12\5_0612g.csv | 1001
XR2-4 | A_PoliV3_P_All | 2 | 5_0612h.csv | F:\UPOD\Cell_DLE\CSV_files_raw_nieuwe_structuur\2006\m12 | F:\UPOD\Cell_DLE\CSV_files_raw_nieuwe_structuur\2006\m12\5_0612h.csv | 1001
XR2-4 | A_PoliV3_P_All | 2 | 5_0612i.csv | F:\UPOD\Cell_DLE\CSV_files_raw_nieuwe_structuur\2006\m12 | F:\UPOD\Cell_DLE\CSV_files_raw_nieuwe_structuur\2006\m12\5_0612i.csv | 245
XR2-4 | A_PoliV3_P_All | 2 | 5_0701a.csv | F:\UPOD\Cell_DLE\CSV_files_raw_nieuwe_structuur\2007\m01 | F:\UPOD\Cell_DLE\CSV_files_raw_nieuwe_structuur\2007\m01\5_0701a.csv | 1001
XR2-4 | A_PoliV3_P_All | 2 | 5_0701b.csv | F:\UPOD\Cell_DLE\CSV_files_raw_nieuwe_structuur\2007\m01 | F:\UPOD\Cell_DLE\CSV_files_raw_nieuwe_structuur\2007\m01\5_0701b.csv | 1001
XR2-4 | A_PoliV3_P_All | 2 | 5_0701c.csv | F:\UPOD\Cell_DLE\CSV_files_raw_nieuwe_structuur\2007\m01 | F:\UPOD\Cell_DLE\CSV_files_raw_nieuwe_structuur\2007\m01\5_0701c.csv | 1001
XR2-4 | A_PoliV3_P_All | 2 | 5_0701d.csv | F:\UPOD\Cell_DLE\CSV_files_raw_nieuwe_structuur\2007\m01 | F:\UPOD\Cell_DLE\CSV_files_raw_nieuwe_structuur\2007\m01\5_0701d.csv | 1001
XR2-4 | A_PoliV3_P_All | 2 | 5_0701e.csv | F:\UPOD\Cell_DLE\CSV_files_raw_nieuwe_structuur\2007\m01 | F:\UPOD\Cell_DLE\CSV_files_raw_nieuwe_structuur\2007\m01\5_0701e.csv | 284
XR2-4 | A_PoliV3_P_All | 2 | 5_0701g.csv | F:\UPOD\Cell_DLE\CSV_files_raw_nieuwe_structuur\2007\m01 | F:\UPOD\Cell_DLE\CSV_files_raw_nieuwe_structuur\2007\m01\5_0701g.csv | 1001
XR2-4 | A_PoliV3_P_All | 2 | 5_0701h.csv | F:\UPOD\Cell_DLE\CSV_files_raw_nieuwe_structuur\2007\m01 | F:\UPOD\Cell_DLE\CSV_files_raw_nieuwe_structuur\2007\m01\5_0701h.csv | 1001
XR2-4 | A_PoliV3_P_All | 2 | 5_0701i.csv | F:\UPOD\Cell_DLE\CSV_files_raw_nieuwe_structuur\2007\m01 | F:\UPOD\Cell_DLE\CSV_files_raw_nieuwe_structuur\2007\m01\5_0701i.csv | 1001
XR2-4 | A_PoliV3_P_All | 2 | 5_0701j.csv | F:\UPOD\Cell_DLE\CSV_files_raw_nieuwe_structuur\2007\m01 | F:\UPOD\Cell_DLE\CSV_files_raw_nieuwe_structuur\2007\m01\5_0701j.csv | 1001
XR2-4 | A_PoliV3_P_All | 2 | 5_0701k.csv | F:\UPOD\Cell_DLE\CSV_files_raw_nieuwe_structuur\2007\m01 | F:\UPOD\Cell_DLE\CSV_files_raw_nieuwe_structuur\2007\m01\5_0701k.csv | 683
XR2-4 | A_PoliV3_P_All | 2 | 5_0702A.CSV | F:\UPOD\Cell_DLE\CSV_files_raw_nieuwe_structuur\2007\m02 | F:\UPOD\Cell_DLE\CSV_files_raw_nieuwe_structuur\2007\m02\5_0702A.CSV | 1001
XR2-4 | A_PoliV3_P_All | 2 | 5_0702b.csv | F:\UPOD\Cell_DLE\CSV_files_raw_nieuwe_structuur\2007\m02 | F:\UPOD\Cell_DLE\CSV_files_raw_nieuwe_structuur\2007\m02\5_0702b.csv | 1001
XR2-4 | A_PoliV3_P_All | 2 | 5_0702c.csv | F:\UPOD\Cell_DLE\CSV_files_raw_nieuwe_structuur\2007\m02 | F:\UPOD\Cell_DLE\CSV_files_raw_nieuwe_structuur\2007\m02\5_0702c.csv | 1001
XR2-4 | A_PoliV3_P_All | 2 | 5_0702d.csv | F:\UPOD\Cell_DLE\CSV_files_raw_nieuwe_structuur\2007\m02 | F:\UPOD\Cell_DLE\CSV_files_raw_nieuwe_structuur\2007\m02\5_0702d.csv | 838
XR2-4 | A_PoliV3_P_All | 2 | 5_0702e.csv | F:\UPOD\Cell_DLE\CSV_files_raw_nieuwe_structuur\2007\m02 | F:\UPOD\Cell_DLE\CSV_files_raw_nieuwe_structuur\2007\m02\5_0702e.csv | 1001
XR2-4 | A_PoliV3_P_All | 2 | 5_0702f.csv | F:\UPOD\Cell_DLE\CSV_files_raw_nieuwe_structuur\2007\m02 | F:\UPOD\Cell_DLE\CSV_files_raw_nieuwe_structuur\2007\m02\5_0702f.csv | 1001
XR2-4 | A_PoliV3_P_All | 2 | 5_0702g.csv | F:\UPOD\Cell_DLE\CSV_files_raw_nieuwe_structuur\2007\m02 | F:\UPOD\Cell_DLE\CSV_files_raw_nieuwe_structuur\2007\m02\5_0702g.csv | 852
XR2-4 | A_PoliV3_P_All | 2 | 5_0703A.CSV | F:\UPOD\Cell_DLE\CSV_files_raw_nieuwe_structuur\2007\m03 | F:\UPOD\Cell_DLE\CSV_files_raw_nieuwe_structuur\2007\m03\5_0703A.CSV | 1001
XR2-4 | A_PoliV3_P_All | 2 | 5_0703B.CSV | F:\UPOD\Cell_DLE\CSV_files_raw_nieuwe_structuur\2007\m03 | F:\UPOD\Cell_DLE\CSV_files_raw_nieuwe_structuur\2007\m03\5_0703B.CSV | 1001
XR2-4 | A_PoliV3_P_All | 2 | 5_0703C.CSV | F:\UPOD\Cell_DLE\CSV_files_raw_nieuwe_structuur\2007\m03 | F:\UPOD\Cell_DLE\CSV_files_raw_nieuwe_structuur\2007\m03\5_0703C.CSV | 1001
XR2-4 | A_PoliV3_P_All | 2 | 5_0703D.CSV | F:\UPOD\Cell_DLE\CSV_files_raw_nieuwe_structuur\2007\m03 | F:\UPOD\Cell_DLE\CSV_files_raw_nieuwe_structuur\2007\m03\5_0703D.CSV | 538
XR2-4 | A_PoliV3_P_All | 2 | 5_0703e.csv | F:\UPOD\Cell_DLE\CSV_files_raw_nieuwe_structuur\2007\m03 | F:\UPOD\Cell_DLE\CSV_files_raw_nieuwe_structuur\2007\m03\5_0703e.csv | 1001
XR2-4 | A_PoliV3_P_All | 2 | 5_0703f.csv | F:\UPOD\Cell_DLE\CSV_files_raw_nieuwe_structuur\2007\m03 | F:\UPOD\Cell_DLE\CSV_files_raw_nieuwe_structuur\2007\m03\5_0703f.csv | 1001
XR2-4 | A_PoliV3_P_All | 2 | 5_0703g.csv | F:\UPOD\Cell_DLE\CSV_files_raw_nieuwe_structuur\2007\m03 | F:\UPOD\Cell_DLE\CSV_files_raw_nieuwe_structuur\2007\m03\5_0703g.csv | 1001
XR2-4 | A_PoliV3_P_All | 2 | 5_0703h.csv | F:\UPOD\Cell_DLE\CSV_files_raw_nieuwe_structuur\2007\m03 | F:\UPOD\Cell_DLE\CSV_files_raw_nieuwe_structuur\2007\m03\5_0703h.csv | 85
XR2-4 | A_PoliV3_P_All | 2 | 5_0704a.csv | F:\UPOD\Cell_DLE\CSV_files_raw_nieuwe_structuur\2007\m04 | F:\UPOD\Cell_DLE\CSV_files_raw_nieuwe_structuur\2007\m04\5_0704a.csv | 1001
XR2-4 | A_PoliV3_P_All | 2 | 5_0704b.csv | F:\UPOD\Cell_DLE\CSV_files_raw_nieuwe_structuur\2007\m04 | F:\UPOD\Cell_DLE\CSV_files_raw_nieuwe_structuur\2007\m04\5_0704b.csv | 1001
XR2-4 | A_PoliV3_P_All | 2 | 5_0704c.csv | F:\UPOD\Cell_DLE\CSV_files_raw_nieuwe_structuur\2007\m04 | F:\UPOD\Cell_DLE\CSV_files_raw_nieuwe_structuur\2007\m04\5_0704c.csv | 931
XR2-4 | A_PoliV3_P_All | 2 | 5_0704d.csv | F:\UPOD\Cell_DLE\CSV_files_raw_nieuwe_structuur\2007\m04 | F:\UPOD\Cell_DLE\CSV_files_raw_nieuwe_structuur\2007\m04\5_0704d.csv | 1001
XR2-4 | A_PoliV3_P_All | 2 | 5_0704e.csv | F:\UPOD\Cell_DLE\CSV_files_raw_nieuwe_structuur\2007\m04 | F:\UPOD\Cell_DLE\CSV_files_raw_nieuwe_structuur\2007\m04\5_0704e.csv | 1001
XR2-4 | A_PoliV3_P_All | 2 | 5_0704f.csv | F:\UPOD\Cell_DLE\CSV_files_raw_nieuwe_structuur\2007\m04 | F:\UPOD\Cell_DLE\CSV_files_raw_nieuwe_structuur\2007\m04\5_0704f.csv | 1001
XR2-4 | A_PoliV3_P_All | 2 | 5_0704g.csv | F:\UPOD\Cell_DLE\CSV_files_raw_nieuwe_structuur\2007\m04 | F:\UPOD\Cell_DLE\CSV_files_raw_nieuwe_structuur\2007\m04\5_0704g.csv | 165
XR2-4 | A_PoliV3_P_All | 2 | 5_0705a.csv | F:\UPOD\Cell_DLE\CSV_files_raw_nieuwe_structuur\2007\m05 | F:\UPOD\Cell_DLE\CSV_files_raw_nieuwe_structuur\2007\m05\5_0705a.csv | 1001
XR2-4 | A_PoliV3_P_All | 2 | 5_0705b.csv | F:\UPOD\Cell_DLE\CSV_files_raw_nieuwe_structuur\2007\m05 | F:\UPOD\Cell_DLE\CSV_files_raw_nieuwe_structuur\2007\m05\5_0705b.csv | 1001
XR2-4 | A_PoliV3_P_All | 2 | 5_0705c.csv | F:\UPOD\Cell_DLE\CSV_files_raw_nieuwe_structuur\2007\m05 | F:\UPOD\Cell_DLE\CSV_files_raw_nieuwe_structuur\2007\m05\5_0705c.csv | 1001
XR2-4 | A_PoliV3_P_All | 2 | 5_0705d.csv | F:\UPOD\Cell_DLE\CSV_files_raw_nieuwe_structuur\2007\m05 | F:\UPOD\Cell_DLE\CSV_files_raw_nieuwe_structuur\2007\m05\5_0705d.csv | 545
XR2-4 | A_PoliV3_P_All | 2 | 5_0705e.csv | F:\UPOD\Cell_DLE\CSV_files_raw_nieuwe_structuur\2007\m05 | F:\UPOD\Cell_DLE\CSV_files_raw_nieuwe_structuur\2007\m05\5_0705e.csv | 1001
XR2-4 | A_PoliV3_P_All | 2 | 5_0705f.csv | F:\UPOD\Cell_DLE\CSV_files_raw_nieuwe_structuur\2007\m05 | F:\UPOD\Cell_DLE\CSV_files_raw_nieuwe_structuur\2007\m05\5_0705f.csv | 1001
XR2-4 | A_PoliV3_P_All | 2 | 5_0705g.csv | F:\UPOD\Cell_DLE\CSV_files_raw_nieuwe_structuur\2007\m05 | F:\UPOD\Cell_DLE\CSV_files_raw_nieuwe_structuur\2007\m05\5_0705g.csv | 1001
XR2-4 | A_PoliV3_P_All | 2 | 5_0705h.csv | F:\UPOD\Cell_DLE\CSV_files_raw_nieuwe_structuur\2007\m05 | F:\UPOD\Cell_DLE\CSV_files_raw_nieuwe_structuur\2007\m05\5_0705h.csv | 1055
XR2-4 | A_PoliV3_P_All | 2 | 5_0706D.CSV | F:\UPOD\Cell_DLE\CSV_files_raw_nieuwe_structuur\2006\m07 | F:\UPOD\Cell_DLE\CSV_files_raw_nieuwe_structuur\2006\m07\5_0706D.CSV | 1001
XR2-4 | A_PoliV3_P_All | 2 | 5_0706F.CSV | F:\UPOD\Cell_DLE\CSV_files_raw_nieuwe_structuur\2006\m07 | F:\UPOD\Cell_DLE\CSV_files_raw_nieuwe_structuur\2006\m07\5_0706F.CSV | 1001
XR2-4 | A_PoliV3_P_All | 2 | 5_0706a.csv | F:\UPOD\Cell_DLE\CSV_files_raw_nieuwe_structuur\2006\m07 | F:\UPOD\Cell_DLE\CSV_files_raw_nieuwe_structuur\2006\m07\5_0706a.csv | 1001
XR2-4 | A_PoliV3_P_All | 2 | 5_0706a.csv | F:\UPOD\Cell_DLE\CSV_files_raw_nieuwe_structuur\2007\m06 | F:\UPOD\Cell_DLE\CSV_files_raw_nieuwe_structuur\2007\m06\5_0706a.csv | 1001
XR2-4 | A_PoliV3_P_All | 2 | 5_0706b.csv | F:\UPOD\Cell_DLE\CSV_files_raw_nieuwe_structuur\2006\m07 | F:\UPOD\Cell_DLE\CSV_files_raw_nieuwe_structuur\2006\m07\5_0706b.csv | 513
XR2-4 | A_PoliV3_P_All | 2 | 5_0706b.csv | F:\UPOD\Cell_DLE\CSV_files_raw_nieuwe_structuur\2007\m06 | F:\UPOD\Cell_DLE\CSV_files_raw_nieuwe_structuur\2007\m06\5_0706b.csv | 1001
XR2-4 | A_PoliV3_P_All | 2 | 5_0706c.csv | F:\UPOD\Cell_DLE\CSV_files_raw_nieuwe_structuur\2006\m07 | F:\UPOD\Cell_DLE\CSV_files_raw_nieuwe_structuur\2006\m07\5_0706c.csv | 1001
XR2-4 | A_PoliV3_P_All | 2 | 5_0706c.csv | F:\UPOD\Cell_DLE\CSV_files_raw_nieuwe_structuur\2007\m06 | F:\UPOD\Cell_DLE\CSV_files_raw_nieuwe_structuur\2007\m06\5_0706c.csv | 280
XR2-4 | A_PoliV3_P_All | 2 | 5_0706d.csv | F:\UPOD\Cell_DLE\CSV_files_raw_nieuwe_structuur\2007\m06 | F:\UPOD\Cell_DLE\CSV_files_raw_nieuwe_structuur\2007\m06\5_0706d.csv | 1001
XR2-4 | A_PoliV3_P_All | 2 | 5_0706e.csv | F:\UPOD\Cell_DLE\CSV_files_raw_nieuwe_structuur\2006\m07 | F:\UPOD\Cell_DLE\CSV_files_raw_nieuwe_structuur\2006\m07\5_0706e.csv | 1001
XR2-4 | A_PoliV3_P_All | 2 | 5_0706e.csv | F:\UPOD\Cell_DLE\CSV_files_raw_nieuwe_structuur\2007\m06 | F:\UPOD\Cell_DLE\CSV_files_raw_nieuwe_structuur\2007\m06\5_0706e.csv | 1001
XR2-4 | A_PoliV3_P_All | 2 | 5_0706f.csv | F:\UPOD\Cell_DLE\CSV_files_raw_nieuwe_structuur\2007\m06 | F:\UPOD\Cell_DLE\CSV_files_raw_nieuwe_structuur\2007\m06\5_0706f.csv | 1054
XR2-4 | A_PoliV3_P_All | 2 | 5_0706g.csv | F:\UPOD\Cell_DLE\CSV_files_raw_nieuwe_structuur\2006\m07 | F:\UPOD\Cell_DLE\CSV_files_raw_nieuwe_structuur\2006\m07\5_0706g.csv | 857
XR2-4 | A_PoliV3_P_All | 2 | 5_0706h.csv | F:\UPOD\Cell_DLE\CSV_files_raw_nieuwe_structuur\2006\m07 | F:\UPOD\Cell_DLE\CSV_files_raw_nieuwe_structuur\2006\m07\5_0706h.csv | 1001
XR2-4 | A_PoliV3_P_All | 2 | 5_0707a.csv | F:\UPOD\Cell_DLE\CSV_files_raw_nieuwe_structuur\2007\m07 | F:\UPOD\Cell_DLE\CSV_files_raw_nieuwe_structuur\2007\m07\5_0707a.csv | 1001
XR2-4 | A_PoliV3_P_All | 2 | 5_0707b.csv | F:\UPOD\Cell_DLE\CSV_files_raw_nieuwe_structuur\2007\m07 | F:\UPOD\Cell_DLE\CSV_files_raw_nieuwe_structuur\2007\m07\5_0707b.csv | 1001
XR2-4 | A_PoliV3_P_All | 2 | 5_0707c.csv | F:\UPOD\Cell_DLE\CSV_files_raw_nieuwe_structuur\2007\m07 | F:\UPOD\Cell_DLE\CSV_files_raw_nieuwe_structuur\2007\m07\5_0707c.csv | 1001
XR2-4 | A_PoliV3_P_All | 2 | 5_0707d.csv | F:\UPOD\Cell_DLE\CSV_files_raw_nieuwe_structuur\2007\m07 | F:\UPOD\Cell_DLE\CSV_files_raw_nieuwe_structuur\2007\m07\5_0707d.csv | 1001
XR2-4 | A_PoliV3_P_All | 2 | 5_0707e.csv | F:\UPOD\Cell_DLE\CSV_files_raw_nieuwe_structuur\2007\m07 | F:\UPOD\Cell_DLE\CSV_files_raw_nieuwe_structuur\2007\m07\5_0707e.csv | 455
XR2-4 | A_PoliV3_P_All | 2 | 5_0707f.csv | F:\UPOD\Cell_DLE\CSV_files_raw_nieuwe_structuur\2007\m07 | F:\UPOD\Cell_DLE\CSV_files_raw_nieuwe_structuur\2007\m07\5_0707f.csv | 1001
XR2-4 | A_PoliV3_P_All | 2 | 5_0707g.csv | F:\UPOD\Cell_DLE\CSV_files_raw_nieuwe_structuur\2007\m07 | F:\UPOD\Cell_DLE\CSV_files_raw_nieuwe_structuur\2007\m07\5_0707g.csv | 1001
XR2-4 | A_PoliV3_P_All | 2 | 5_0707h.csv | F:\UPOD\Cell_DLE\CSV_files_raw_nieuwe_structuur\2007\m07 | F:\UPOD\Cell_DLE\CSV_files_raw_nieuwe_structuur\2007\m07\5_0707h.csv | 1001
XR2-4 | A_PoliV3_P_All | 2 | 5_0707i.csv | F:\UPOD\Cell_DLE\CSV_files_raw_nieuwe_structuur\2007\m07 | F:\UPOD\Cell_DLE\CSV_files_raw_nieuwe_structuur\2007\m07\5_0707i.csv | 753
XR2-4 | A_PoliV3_P_All | 2 | 5_0708g.csv | F:\UPOD\Cell_DLE\CSV_files_raw_nieuwe_structuur\2007\m08 | F:\UPOD\Cell_DLE\CSV_files_raw_nieuwe_structuur\2007\m08\5_0708g.csv | 1001
XR2-4 | A_PoliV3_P_All | 2 | 5_0708h.csv | F:\UPOD\Cell_DLE\CSV_files_raw_nieuwe_structuur\2007\m08 | F:\UPOD\Cell_DLE\CSV_files_raw_nieuwe_structuur\2007\m08\5_0708h.csv | 1001
XR2-4 | A_PoliV3_P_All | 2 | 5_0708i.csv | F:\UPOD\Cell_DLE\CSV_files_raw_nieuwe_structuur\2007\m08 | F:\UPOD\Cell_DLE\CSV_files_raw_nieuwe_structuur\2007\m08\5_0708i.csv | 1001
XR2-4 | A_PoliV3_P_All | 2 | 5_0708j.csv | F:\UPOD\Cell_DLE\CSV_files_raw_nieuwe_structuur\2007\m08 | F:\UPOD\Cell_DLE\CSV_files_raw_nieuwe_structuur\2007\m08\5_0708j.csv | 1004
XR2-4 | A_PoliV3_P_All | 2 | 5_0709a.csv | F:\UPOD\Cell_DLE\CSV_files_raw_nieuwe_structuur\2007\m09 | F:\UPOD\Cell_DLE\CSV_files_raw_nieuwe_structuur\2007\m09\5_0709a.csv | 1001
XR2-4 | A_PoliV3_P_All | 2 | 5_0709b.csv | F:\UPOD\Cell_DLE\CSV_files_raw_nieuwe_structuur\2007\m09 | F:\UPOD\Cell_DLE\CSV_files_raw_nieuwe_structuur\2007\m09\5_0709b.csv | 1001
XR2-4 | A_PoliV3_P_All | 2 | 5_0709c.csv | F:\UPOD\Cell_DLE\CSV_files_raw_nieuwe_structuur\2007\m09 | F:\UPOD\Cell_DLE\CSV_files_raw_nieuwe_structuur\2007\m09\5_0709c.csv | 1001
XR2-4 | A_PoliV3_P_All | 2 | 5_0709d.csv | F:\UPOD\Cell_DLE\CSV_files_raw_nieuwe_structuur\2007\m09 | F:\UPOD\Cell_DLE\CSV_files_raw_nieuwe_structuur\2007\m09\5_0709d.csv | 1001
XR2-4 | A_PoliV3_P_All | 2 | 5_0709e.csv | F:\UPOD\Cell_DLE\CSV_files_raw_nieuwe_structuur\2007\m09 | F:\UPOD\Cell_DLE\CSV_files_raw_nieuwe_structuur\2007\m09\5_0709e.csv | 226
XR2-4 | A_PoliV3_P_All | 2 | 5_0709f.csv | F:\UPOD\Cell_DLE\CSV_files_raw_nieuwe_structuur\2007\m09 | F:\UPOD\Cell_DLE\CSV_files_raw_nieuwe_structuur\2007\m09\5_0709f.csv | 1001
XR2-4 | A_PoliV3_P_All | 2 | 5_0709g.csv | F:\UPOD\Cell_DLE\CSV_files_raw_nieuwe_structuur\2007\m09 | F:\UPOD\Cell_DLE\CSV_files_raw_nieuwe_structuur\2007\m09\5_0709g.csv | 1001
XR2-4 | A_PoliV3_P_All | 2 | 5_0709h.csv | F:\UPOD\Cell_DLE\CSV_files_raw_nieuwe_structuur\2007\m09 | F:\UPOD\Cell_DLE\CSV_files_raw_nieuwe_structuur\2007\m09\5_0709h.csv | 1001
XR2-4 | A_PoliV3_P_All | 2 | 5_0709i.csv | F:\UPOD\Cell_DLE\CSV_files_raw_nieuwe_structuur\2007\m09 | F:\UPOD\Cell_DLE\CSV_files_raw_nieuwe_structuur\2007\m09\5_0709i.csv | 816
XR2-4 | A_PoliV3_P_All | 2 | 5_0806a.csv | F:\UPOD\Cell_DLE\CSV_files_raw_nieuwe_structuur\2006\m08 | F:\UPOD\Cell_DLE\CSV_files_raw_nieuwe_structuur\2006\m08\5_0806a.csv | 1002
XR2-4 | A_PoliV3_P_All | 2 | 5_0806b.csv | F:\UPOD\Cell_DLE\CSV_files_raw_nieuwe_structuur\2006\m08 | F:\UPOD\Cell_DLE\CSV_files_raw_nieuwe_structuur\2006\m08\5_0806b.csv | 1001
XR2-4 | A_PoliV3_P_All | 2 | 5_0806c.csv | F:\UPOD\Cell_DLE\CSV_files_raw_nieuwe_structuur\2006\m08 | F:\UPOD\Cell_DLE\CSV_files_raw_nieuwe_structuur\2006\m08\5_0806c.csv | 906
XR2-4 | A_PoliV3_P_All | 2 | 5_0806d.csv | F:\UPOD\Cell_DLE\CSV_files_raw_nieuwe_structuur\2006\m08 | F:\UPOD\Cell_DLE\CSV_files_raw_nieuwe_structuur\2006\m08\5_0806d.csv | 1001
XR2-4 | A_PoliV3_P_All | 2 | 5_0806e.csv | F:\UPOD\Cell_DLE\CSV_files_raw_nieuwe_structuur\2006\m08 | F:\UPOD\Cell_DLE\CSV_files_raw_nieuwe_structuur\2006\m08\5_0806e.csv | 1001
XR2-4 | A_PoliV3_P_All | 2 | 5_0806f.csv | F:\UPOD\Cell_DLE\CSV_files_raw_nieuwe_structuur\2006\m08 | F:\UPOD\Cell_DLE\CSV_files_raw_nieuwe_structuur\2006\m08\5_0806f.csv | 1001
XR2-4 | A_PoliV3_P_All | 2 | 5_0806g.csv | F:\UPOD\Cell_DLE\CSV_files_raw_nieuwe_structuur\2006\m08 | F:\UPOD\Cell_DLE\CSV_files_raw_nieuwe_structuur\2006\m08\5_0806g.csv | 1001
XR2-4 | A_PoliV3_P_All | 2 | 5_0806h.csv | F:\UPOD\Cell_DLE\CSV_files_raw_nieuwe_structuur\2006\m08 | F:\UPOD\Cell_DLE\CSV_files_raw_nieuwe_structuur\2006\m08\5_0806h.csv | 78
XR2-4 | A_PoliV3_P_All | 2 | 5_0807a.csv | F:\UPOD\Cell_DLE\CSV_files_raw_nieuwe_structuur\2007\m08 | F:\UPOD\Cell_DLE\CSV_files_raw_nieuwe_structuur\2007\m08\5_0807a.csv | 1001
XR2-4 | A_PoliV3_P_All | 2 | 5_0807b.csv | F:\UPOD\Cell_DLE\CSV_files_raw_nieuwe_structuur\2007\m08 | F:\UPOD\Cell_DLE\CSV_files_raw_nieuwe_structuur\2007\m08\5_0807b.csv | 1001
XR2-4 | A_PoliV3_P_All | 2 | 5_0807c.csv | F:\UPOD\Cell_DLE\CSV_files_raw_nieuwe_structuur\2007\m08 | F:\UPOD\Cell_DLE\CSV_files_raw_nieuwe_structuur\2007\m08\5_0807c.csv | 1001
XR2-4 | A_PoliV3_P_All | 2 | 5_0807d.csv | F:\UPOD\Cell_DLE\CSV_files_raw_nieuwe_structuur\2007\m08 | F:\UPOD\Cell_DLE\CSV_files_raw_nieuwe_structuur\2007\m08\5_0807d.csv | 506
XR2-4 | A_PoliV3_P_All | 2 | 5_0906a.csv | F:\UPOD\Cell_DLE\CSV_files_raw_nieuwe_structuur\2006\m09 | F:\UPOD\Cell_DLE\CSV_files_raw_nieuwe_structuur\2006\m09\5_0906a.csv | 1001
XR2-4 | A_PoliV3_P_All | 2 | 5_0906b.CSV | F:\UPOD\Cell_DLE\CSV_files_raw_nieuwe_structuur\2006\m09 | F:\UPOD\Cell_DLE\CSV_files_raw_nieuwe_structuur\2006\m09\5_0906b.CSV | 1001
XR2-4 | A_PoliV3_P_All | 2 | 5_0906c.csv | F:\UPOD\Cell_DLE\CSV_files_raw_nieuwe_structuur\2006\m09 | F:\UPOD\Cell_DLE\CSV_files_raw_nieuwe_structuur\2006\m09\5_0906c.csv | 1002
XR2-4 | A_PoliV3_P_All | 2 | 5_0906d.csv | F:\UPOD\Cell_DLE\CSV_files_raw_nieuwe_structuur\2006\m09 | F:\UPOD\Cell_DLE\CSV_files_raw_nieuwe_structuur\2006\m09\5_0906d.csv | 1001
XR2-4 | A_PoliV3_P_All | 2 | 5_0906e.csv | F:\UPOD\Cell_DLE\CSV_files_raw_nieuwe_structuur\2006\m09 | F:\UPOD\Cell_DLE\CSV_files_raw_nieuwe_structuur\2006\m09\5_0906e.csv | 166
XR2-4 | A_PoliV3_P_All | 2 | 5_0906f.csv | F:\UPOD\Cell_DLE\CSV_files_raw_nieuwe_structuur\2006\m09 | F:\UPOD\Cell_DLE\CSV_files_raw_nieuwe_structuur\2006\m09\5_0906f.csv | 1001
XR2-4 | A_PoliV3_P_All | 2 | 5_0906g.csv | F:\UPOD\Cell_DLE\CSV_files_raw_nieuwe_structuur\2006\m09 | F:\UPOD\Cell_DLE\CSV_files_raw_nieuwe_structuur\2006\m09\5_0906g.csv | 1001
XR2-4 | A_PoliV3_P_All | 2 | 5_0906h.csv | F:\UPOD\Cell_DLE\CSV_files_raw_nieuwe_structuur\2006\m09 | F:\UPOD\Cell_DLE\CSV_files_raw_nieuwe_structuur\2006\m09\5_0906h.csv | 1001
XR2-4 | A_PoliV3_P_All | 2 | 5_0906i.csv | F:\UPOD\Cell_DLE\CSV_files_raw_nieuwe_structuur\2006\m09 | F:\UPOD\Cell_DLE\CSV_files_raw_nieuwe_structuur\2006\m09\5_0906i.csv | 1044
XR2-4 | A_PoliV3_P_All | 2 | 5_1006F.CSV | F:\UPOD\Cell_DLE\CSV_files_raw_nieuwe_structuur\2006\m10 | F:\UPOD\Cell_DLE\CSV_files_raw_nieuwe_structuur\2006\m10\5_1006F.CSV | 1001
XR2-4 | A_PoliV3_P_All | 2 | 5_1006G.CSV | F:\UPOD\Cell_DLE\CSV_files_raw_nieuwe_structuur\2006\m10 | F:\UPOD\Cell_DLE\CSV_files_raw_nieuwe_structuur\2006\m10\5_1006G.CSV | 1001
XR2-4 | A_PoliV3_P_All | 2 | 5_1006H.csv | F:\UPOD\Cell_DLE\CSV_files_raw_nieuwe_structuur\2006\m10 | F:\UPOD\Cell_DLE\CSV_files_raw_nieuwe_structuur\2006\m10\5_1006H.csv | 1001
XR2-4 | A_PoliV3_P_All | 2 | 5_1006a.csv | F:\UPOD\Cell_DLE\CSV_files_raw_nieuwe_structuur\2006\m10 | F:\UPOD\Cell_DLE\CSV_files_raw_nieuwe_structuur\2006\m10\5_1006a.csv | 1001
XR2-4 | A_PoliV3_P_All | 2 | 5_1006b.csv | F:\UPOD\Cell_DLE\CSV_files_raw_nieuwe_structuur\2006\m10 | F:\UPOD\Cell_DLE\CSV_files_raw_nieuwe_structuur\2006\m10\5_1006b.csv | 1001
XR2-4 | A_PoliV3_P_All | 2 | 5_1006c.csv | F:\UPOD\Cell_DLE\CSV_files_raw_nieuwe_structuur\2006\m10 | F:\UPOD\Cell_DLE\CSV_files_raw_nieuwe_structuur\2006\m10\5_1006c.csv | 1001
XR2-4 | A_PoliV3_P_All | 2 | 5_1006d.csv | F:\UPOD\Cell_DLE\CSV_files_raw_nieuwe_structuur\2006\m10 | F:\UPOD\Cell_DLE\CSV_files_raw_nieuwe_structuur\2006\m10\5_1006d.csv | 1001
XR2-4 | A_PoliV3_P_All | 2 | 5_1006e.csv | F:\UPOD\Cell_DLE\CSV_files_raw_nieuwe_structuur\2006\m10 | F:\UPOD\Cell_DLE\CSV_files_raw_nieuwe_structuur\2006\m10\5_1006e.csv | 58
XR2-4 | A_PoliV3_P_All | 2 | 5_1006i.csv | F:\UPOD\Cell_DLE\CSV_files_raw_nieuwe_structuur\2006\m10 | F:\UPOD\Cell_DLE\CSV_files_raw_nieuwe_structuur\2006\m10\5_1006i.csv | 1052
XR2-4 | A_PoliV3_P_All | 2 | 5_1007a.csv | F:\UPOD\Cell_DLE\CSV_files_raw_nieuwe_structuur\2007\m10 | F:\UPOD\Cell_DLE\CSV_files_raw_nieuwe_structuur\2007\m10\5_1007a.csv | 1001
XR2-4 | A_PoliV3_P_All | 2 | 5_1007b.csv | F:\UPOD\Cell_DLE\CSV_files_raw_nieuwe_structuur\2007\m10 | F:\UPOD\Cell_DLE\CSV_files_raw_nieuwe_structuur\2007\m10\5_1007b.csv | 1001
XR2-4 | A_PoliV3_P_All | 2 | 5_1007c.csv | F:\UPOD\Cell_DLE\CSV_files_raw_nieuwe_structuur\2007\m10 | F:\UPOD\Cell_DLE\CSV_files_raw_nieuwe_structuur\2007\m10\5_1007c.csv | 1001
XR2-4 | A_PoliV3_P_All | 2 | 5_1007d.csv | F:\UPOD\Cell_DLE\CSV_files_raw_nieuwe_structuur\2007\m10 | F:\UPOD\Cell_DLE\CSV_files_raw_nieuwe_structuur\2007\m10\5_1007d.csv | 1001
XR2-4 | A_PoliV3_P_All | 2 | 5_1007e.csv | F:\UPOD\Cell_DLE\CSV_files_raw_nieuwe_structuur\2007\m10 | F:\UPOD\Cell_DLE\CSV_files_raw_nieuwe_structuur\2007\m10\5_1007e.csv | 692
XR2-4 | A_PoliV3_P_All | 2 | 5_1007f.csv | F:\UPOD\Cell_DLE\CSV_files_raw_nieuwe_structuur\2007\m10 | F:\UPOD\Cell_DLE\CSV_files_raw_nieuwe_structuur\2007\m10\5_1007f.csv | 1001
XR2-4 | A_PoliV3_P_All | 2 | 5_1007g.csv | F:\UPOD\Cell_DLE\CSV_files_raw_nieuwe_structuur\2007\m10 | F:\UPOD\Cell_DLE\CSV_files_raw_nieuwe_structuur\2007\m10\5_1007g.csv | 1001
XR2-4 | A_PoliV3_P_All | 2 | 5_1007h.csv | F:\UPOD\Cell_DLE\CSV_files_raw_nieuwe_structuur\2007\m10 | F:\UPOD\Cell_DLE\CSV_files_raw_nieuwe_structuur\2007\m10\5_1007h.csv | 1001
XR2-4 | A_PoliV3_P_All | 2 | 5_1007i.csv | F:\UPOD\Cell_DLE\CSV_files_raw_nieuwe_structuur\2007\m10 | F:\UPOD\Cell_DLE\CSV_files_raw_nieuwe_structuur\2007\m10\5_1007i.csv | 1001
XR2-4 | A_PoliV3_P_All | 2 | 5_1007j.csv | F:\UPOD\Cell_DLE\CSV_files_raw_nieuwe_structuur\2007\m10 | F:\UPOD\Cell_DLE\CSV_files_raw_nieuwe_structuur\2007\m10\5_1007j.csv | 251
XR2-4 | A_PoliV3_P_All | 2 | 5_1106C.CSV | F:\UPOD\Cell_DLE\CSV_files_raw_nieuwe_structuur\2006\m11 | F:\UPOD\Cell_DLE\CSV_files_raw_nieuwe_structuur\2006\m11\5_1106C.CSV | 1001
XR2-4 | A_PoliV3_P_All | 2 | 5_1106D.CSV | F:\UPOD\Cell_DLE\CSV_files_raw_nieuwe_structuur\2006\m11 | F:\UPOD\Cell_DLE\CSV_files_raw_nieuwe_structuur\2006\m11\5_1106D.CSV | 1001
XR2-4 | A_PoliV3_P_All | 2 | 5_1106E.CSV | F:\UPOD\Cell_DLE\CSV_files_raw_nieuwe_structuur\2006\m11 | F:\UPOD\Cell_DLE\CSV_files_raw_nieuwe_structuur\2006\m11\5_1106E.CSV | 304
XR2-4 | A_PoliV3_P_All | 2 | 5_1106a.csv | F:\UPOD\Cell_DLE\CSV_files_raw_nieuwe_structuur\2006\m11 | F:\UPOD\Cell_DLE\CSV_files_raw_nieuwe_structuur\2006\m11\5_1106a.csv | 1001
XR2-4 | A_PoliV3_P_All | 2 | 5_1106b.csv | F:\UPOD\Cell_DLE\CSV_files_raw_nieuwe_structuur\2006\m11 | F:\UPOD\Cell_DLE\CSV_files_raw_nieuwe_structuur\2006\m11\5_1106b.csv | 1001
XR2-4 | A_PoliV3_P_All | 2 | 5_1107G.CSV | F:\UPOD\Cell_DLE\CSV_files_raw_nieuwe_structuur\2007\m11 | F:\UPOD\Cell_DLE\CSV_files_raw_nieuwe_structuur\2007\m11\5_1107G.CSV | 1001
XR2-4 | A_PoliV3_P_All | 2 | 5_1107a.csv | F:\UPOD\Cell_DLE\CSV_files_raw_nieuwe_structuur\2007\m11 | F:\UPOD\Cell_DLE\CSV_files_raw_nieuwe_structuur\2007\m11\5_1107a.csv | 1001
XR2-4 | A_PoliV3_P_All | 2 | 5_1107b.csv | F:\UPOD\Cell_DLE\CSV_files_raw_nieuwe_structuur\2007\m11 | F:\UPOD\Cell_DLE\CSV_files_raw_nieuwe_structuur\2007\m11\5_1107b.csv | 1001
XR2-4 | A_PoliV3_P_All | 2 | 5_1107c.csv | F:\UPOD\Cell_DLE\CSV_files_raw_nieuwe_structuur\2007\m11 | F:\UPOD\Cell_DLE\CSV_files_raw_nieuwe_structuur\2007\m11\5_1107c.csv | 1001
XR2-4 | A_PoliV3_P_All | 2 | 5_1107d.csv | F:\UPOD\Cell_DLE\CSV_files_raw_nieuwe_structuur\2007\m11 | F:\UPOD\Cell_DLE\CSV_files_raw_nieuwe_structuur\2007\m11\5_1107d.csv | 1001
XR2-4 | A_PoliV3_P_All | 2 | 5_1107e.csv | F:\UPOD\Cell_DLE\CSV_files_raw_nieuwe_structuur\2007\m11 | F:\UPOD\Cell_DLE\CSV_files_raw_nieuwe_structuur\2007\m11\5_1107e.csv | 313
XR2-4 | A_PoliV3_P_All | 2 | 5_1107f.csv | F:\UPOD\Cell_DLE\CSV_files_raw_nieuwe_structuur\2007\m11 | F:\UPOD\Cell_DLE\CSV_files_raw_nieuwe_structuur\2007\m11\5_1107f.csv | 1001
XR2-4 | A_PoliV3_P_All | 2 | 5_1107h.csv | F:\UPOD\Cell_DLE\CSV_files_raw_nieuwe_structuur\2007\m11 | F:\UPOD\Cell_DLE\CSV_files_raw_nieuwe_structuur\2007\m11\5_1107h.csv | 1001
XR2-4 | A_PoliV3_P_All | 2 | 5_1107i.csv | F:\UPOD\Cell_DLE\CSV_files_raw_nieuwe_structuur\2007\m11 | F:\UPOD\Cell_DLE\CSV_files_raw_nieuwe_structuur\2007\m11\5_1107i.csv | 1001
XR2-4 | A_PoliV3_P_All | 2 | 5_1107j.csv | F:\UPOD\Cell_DLE\CSV_files_raw_nieuwe_structuur\2007\m11 | F:\UPOD\Cell_DLE\CSV_files_raw_nieuwe_structuur\2007\m11\5_1107j.csv | 144
XR2-4 | A_PoliV3_P_All | 2 | 5_1206a.csv | F:\UPOD\Cell_DLE\CSV_files_raw_nieuwe_structuur\2006\m12 | F:\UPOD\Cell_DLE\CSV_files_raw_nieuwe_structuur\2006\m12\5_1206a.csv | 1001
XR2-4 | A_PoliV3_P_All | 2 | 5_1206b.csv | F:\UPOD\Cell_DLE\CSV_files_raw_nieuwe_structuur\2006\m12 | F:\UPOD\Cell_DLE\CSV_files_raw_nieuwe_structuur\2006\m12\5_1206b.csv | 1001
XR2-4 | A_PoliV3_P_All | 2 | 5_1206c.csv | F:\UPOD\Cell_DLE\CSV_files_raw_nieuwe_structuur\2006\m12 | F:\UPOD\Cell_DLE\CSV_files_raw_nieuwe_structuur\2006\m12\5_1206c.csv | 1001
XR2-4 | A_PoliV3_P_All | 2 | 5_1206d.csv | F:\UPOD\Cell_DLE\CSV_files_raw_nieuwe_structuur\2006\m12 | F:\UPOD\Cell_DLE\CSV_files_raw_nieuwe_structuur\2006\m12\5_1206d.csv | 1001
XR2-4 | A_PoliV3_P_All | 2 | 5_1206e.csv | F:\UPOD\Cell_DLE\CSV_files_raw_nieuwe_structuur\2006\m12 | F:\UPOD\Cell_DLE\CSV_files_raw_nieuwe_structuur\2006\m12\5_1206e.csv | 404
XR2-4 | A_PoliV3_P_All | 2 | 5_1207a.csv | F:\UPOD\Cell_DLE\CSV_files_raw_nieuwe_structuur\2007\m12 | F:\UPOD\Cell_DLE\CSV_files_raw_nieuwe_structuur\2007\m12\5_1207a.csv | 1001
XR2-4 | A_PoliV3_P_All | 2 | 5_1207b.csv | F:\UPOD\Cell_DLE\CSV_files_raw_nieuwe_structuur\2007\m12 | F:\UPOD\Cell_DLE\CSV_files_raw_nieuwe_structuur\2007\m12\5_1207b.csv | 1001
XR2-4 | A_PoliV3_P_All | 2 | 5_1207c.csv | F:\UPOD\Cell_DLE\CSV_files_raw_nieuwe_structuur\2007\m12 | F:\UPOD\Cell_DLE\CSV_files_raw_nieuwe_structuur\2007\m12\5_1207c.csv | 1001
XR2-4 | A_PoliV3_P_All | 2 | 5_1207d.csv | F:\UPOD\Cell_DLE\CSV_files_raw_nieuwe_structuur\2007\m12 | F:\UPOD\Cell_DLE\CSV_files_raw_nieuwe_structuur\2007\m12\5_1207d.csv | 1095
XR2-4 | A_PoliV3_P_All | 2 | 5_1207e.csv | F:\UPOD\Cell_DLE\CSV_files_raw_nieuwe_structuur\2007\m12 | F:\UPOD\Cell_DLE\CSV_files_raw_nieuwe_structuur\2007\m12\5_1207e.csv | 1001
XR2-4 | A_PoliV3_P_All | 2 | 5_1207f.csv | F:\UPOD\Cell_DLE\CSV_files_raw_nieuwe_structuur\2007\m12 | F:\UPOD\Cell_DLE\CSV_files_raw_nieuwe_structuur\2007\m12\5_1207f.csv | 1001
XR2-4 | A_PoliV3_P_All | 2 | 5_1207g.csv | F:\UPOD\Cell_DLE\CSV_files_raw_nieuwe_structuur\2007\m12 | F:\UPOD\Cell_DLE\CSV_files_raw_nieuwe_structuur\2007\m12\5_1207g.csv | 954
XR2-4 | A_PoliV3_P_All | 2 | 6_0108a.csv | F:\UPOD\Cell_DLE\CSV_files_raw_nieuwe_structuur\2008\K1\T01 | F:\UPOD\Cell_DLE\CSV_files_raw_nieuwe_structuur\2008\K1\T01\6_0108a.csv | 1001
XR2-4 | A_PoliV3_P_All | 2 | 6_0108b.csv | F:\UPOD\Cell_DLE\CSV_files_raw_nieuwe_structuur\2008\K1\T01 | F:\UPOD\Cell_DLE\CSV_files_raw_nieuwe_structuur\2008\K1\T01\6_0108b.csv | 1001
XR2-4 | A_PoliV3_P_All | 2 | 6_0108c.csv | F:\UPOD\Cell_DLE\CSV_files_raw_nieuwe_structuur\2008\K1\T01 | F:\UPOD\Cell_DLE\CSV_files_raw_nieuwe_structuur\2008\K1\T01\6_0108c.csv | 1001
XR2-4 | A_PoliV3_P_All | 2 | 6_0108d.csv | F:\UPOD\Cell_DLE\CSV_files_raw_nieuwe_structuur\2008\K1\T01 | F:\UPOD\Cell_DLE\CSV_files_raw_nieuwe_structuur\2008\K1\T01\6_0108d.csv | 639
XR2-4 | A_PoliV3_P_All | 2 | 6_0108e.csv | F:\UPOD\Cell_DLE\CSV_files_raw_nieuwe_structuur\2008\K1\T01 | F:\UPOD\Cell_DLE\CSV_files_raw_nieuwe_structuur\2008\K1\T01\6_0108e.csv | 1001
XR2-4 | A_PoliV3_P_All | 2 | 6_0108f.csv | F:\UPOD\Cell_DLE\CSV_files_raw_nieuwe_structuur\2008\K1\T01 | F:\UPOD\Cell_DLE\CSV_files_raw_nieuwe_structuur\2008\K1\T01\6_0108f.csv | 1001
XR2-4 | A_PoliV3_P_All | 2 | 6_0108g.csv | F:\UPOD\Cell_DLE\CSV_files_raw_nieuwe_structuur\2008\K1\T01 | F:\UPOD\Cell_DLE\CSV_files_raw_nieuwe_structuur\2008\K1\T01\6_0108g.csv | 203
XR2-4 | A_PoliV3_P_All | 2 | 6_0208a.csv | F:\UPOD\Cell_DLE\CSV_files_raw_nieuwe_structuur\2008\K1\T01 | F:\UPOD\Cell_DLE\CSV_files_raw_nieuwe_structuur\2008\K1\T01\6_0208a.csv | 1001
XR2-4 | A_PoliV3_P_All | 2 | 6_0208b.csv | F:\UPOD\Cell_DLE\CSV_files_raw_nieuwe_structuur\2008\K1\T01 | F:\UPOD\Cell_DLE\CSV_files_raw_nieuwe_structuur\2008\K1\T01\6_0208b.csv | 1001
XR2-4 | A_PoliV3_P_All | 2 | 6_0208c.csv | F:\UPOD\Cell_DLE\CSV_files_raw_nieuwe_structuur\2008\K1\T01 | F:\UPOD\Cell_DLE\CSV_files_raw_nieuwe_structuur\2008\K1\T01\6_0208c.csv | 1001
XR2-4 | A_PoliV3_P_All | 2 | 6_0208d.csv | F:\UPOD\Cell_DLE\CSV_files_raw_nieuwe_structuur\2008\K1\T01 | F:\UPOD\Cell_DLE\CSV_files_raw_nieuwe_structuur\2008\K1\T01\6_0208d.csv | 657
XR2-4 | A_PoliV3_P_All | 2 | 6_0208e.csv | F:\UPOD\Cell_DLE\CSV_files_raw_nieuwe_structuur\2008\K1\T01 | F:\UPOD\Cell_DLE\CSV_files_raw_nieuwe_structuur\2008\K1\T01\6_0208e.csv | 1002
XR2-4 | A_PoliV3_P_All | 2 | 6_0208f.csv | F:\UPOD\Cell_DLE\CSV_files_raw_nieuwe_structuur\2008\K1\T01 | F:\UPOD\Cell_DLE\CSV_files_raw_nieuwe_structuur\2008\K1\T01\6_0208f.csv | 1001
XR2-4 | A_PoliV3_P_All | 2 | 6_0208g.csv | F:\UPOD\Cell_DLE\CSV_files_raw_nieuwe_structuur\2008\K1\T01 | F:\UPOD\Cell_DLE\CSV_files_raw_nieuwe_structuur\2008\K1\T01\6_0208g.csv | 1001
XR2-4 | A_PoliV3_P_All | 2 | 6_0605G.csv | F:\UPOD\Cell_DLE\CSV_files_raw_nieuwe_structuur\2006\m05 | F:\UPOD\Cell_DLE\CSV_files_raw_nieuwe_structuur\2006\m05\6_0605G.csv | 1001
XR2-4 | A_PoliV3_P_All | 2 | 6_0605a.csv | F:\UPOD\Cell_DLE\CSV_files_raw_nieuwe_structuur\2006\m05 | F:\UPOD\Cell_DLE\CSV_files_raw_nieuwe_structuur\2006\m05\6_0605a.csv | 1001
XR2-4 | A_PoliV3_P_All | 2 | 6_0605b.csv | F:\UPOD\Cell_DLE\CSV_files_raw_nieuwe_structuur\2006\m05 | F:\UPOD\Cell_DLE\CSV_files_raw_nieuwe_structuur\2006\m05\6_0605b.csv | 1001
XR2-4 | A_PoliV3_P_All | 2 | 6_0605c.csv | F:\UPOD\Cell_DLE\CSV_files_raw_nieuwe_structuur\2006\m05 | F:\UPOD\Cell_DLE\CSV_files_raw_nieuwe_structuur\2006\m05\6_0605c.csv | 1001
XR2-4 | A_PoliV3_P_All | 2 | 6_0605d.csv | F:\UPOD\Cell_DLE\CSV_files_raw_nieuwe_structuur\2006\m05 | F:\UPOD\Cell_DLE\CSV_files_raw_nieuwe_structuur\2006\m05\6_0605d.csv | 212
XR2-4 | A_PoliV3_P_All | 2 | 6_0605e.csv | F:\UPOD\Cell_DLE\CSV_files_raw_nieuwe_structuur\2006\m05 | F:\UPOD\Cell_DLE\CSV_files_raw_nieuwe_structuur\2006\m05\6_0605e.csv | 1001
XR2-4 | A_PoliV3_P_All | 2 | 6_0605f.csv | F:\UPOD\Cell_DLE\CSV_files_raw_nieuwe_structuur\2006\m05 | F:\UPOD\Cell_DLE\CSV_files_raw_nieuwe_structuur\2006\m05\6_0605f.csv | 1001
XR2-4 | A_PoliV3_P_All | 2 | 6_0605h.csv | F:\UPOD\Cell_DLE\CSV_files_raw_nieuwe_structuur\2006\m05 | F:\UPOD\Cell_DLE\CSV_files_raw_nieuwe_structuur\2006\m05\6_0605h.csv | 1001
XR2-4 | A_PoliV3_P_All | 2 | 6_0606a.csv | F:\UPOD\Cell_DLE\CSV_files_raw_nieuwe_structuur\2006\m06 | F:\UPOD\Cell_DLE\CSV_files_raw_nieuwe_structuur\2006\m06\6_0606a.csv | 1001
XR2-4 | A_PoliV3_P_All | 2 | 6_0606b.csv | F:\UPOD\Cell_DLE\CSV_files_raw_nieuwe_structuur\2006\m06 | F:\UPOD\Cell_DLE\CSV_files_raw_nieuwe_structuur\2006\m06\6_0606b.csv | 1001
XR2-4 | A_PoliV3_P_All | 2 | 6_0606c.csv | F:\UPOD\Cell_DLE\CSV_files_raw_nieuwe_structuur\2006\m06 | F:\UPOD\Cell_DLE\CSV_files_raw_nieuwe_structuur\2006\m06\6_0606c.csv | 642
XR2-4 | A_PoliV3_P_All | 2 | 6_0606d.csv | F:\UPOD\Cell_DLE\CSV_files_raw_nieuwe_structuur\2006\m06 | F:\UPOD\Cell_DLE\CSV_files_raw_nieuwe_structuur\2006\m06\6_0606d.csv | 1001
XR2-4 | A_PoliV3_P_All | 2 | 6_0606e.csv | F:\UPOD\Cell_DLE\CSV_files_raw_nieuwe_structuur\2006\m06 | F:\UPOD\Cell_DLE\CSV_files_raw_nieuwe_structuur\2006\m06\6_0606e.csv | 1001
XR2-4 | A_PoliV3_P_All | 2 | 6_0606f.CSV | F:\UPOD\Cell_DLE\CSV_files_raw_nieuwe_structuur\2006\m06 | F:\UPOD\Cell_DLE\CSV_files_raw_nieuwe_structuur\2006\m06\6_0606f.CSV | 329
XR2-4 | A_PoliV3_P_All | 2 | 6_0611E.CSV | F:\UPOD\Cell_DLE\CSV_files_raw_nieuwe_structuur\2006\m11 | F:\UPOD\Cell_DLE\CSV_files_raw_nieuwe_structuur\2006\m11\6_0611E.CSV | 1002
XR2-4 | A_PoliV3_P_All | 2 | 6_0611F.CSV | F:\UPOD\Cell_DLE\CSV_files_raw_nieuwe_structuur\2006\m11 | F:\UPOD\Cell_DLE\CSV_files_raw_nieuwe_structuur\2006\m11\6_0611F.CSV | 1001
XR2-4 | A_PoliV3_P_All | 2 | 6_0611G.CSV | F:\UPOD\Cell_DLE\CSV_files_raw_nieuwe_structuur\2006\m11 | F:\UPOD\Cell_DLE\CSV_files_raw_nieuwe_structuur\2006\m11\6_0611G.CSV | 631
XR2-4 | A_PoliV3_P_All | 2 | 6_0612e.csv | F:\UPOD\Cell_DLE\CSV_files_raw_nieuwe_structuur\2006\m12 | F:\UPOD\Cell_DLE\CSV_files_raw_nieuwe_structuur\2006\m12\6_0612e.csv | 1001
XR2-4 | A_PoliV3_P_All | 2 | 6_0612f.csv | F:\UPOD\Cell_DLE\CSV_files_raw_nieuwe_structuur\2006\m12 | F:\UPOD\Cell_DLE\CSV_files_raw_nieuwe_structuur\2006\m12\6_0612f.csv | 1001
XR2-4 | A_PoliV3_P_All | 2 | 6_0612g.csv | F:\UPOD\Cell_DLE\CSV_files_raw_nieuwe_structuur\2006\m12 | F:\UPOD\Cell_DLE\CSV_files_raw_nieuwe_structuur\2006\m12\6_0612g.csv | 246
XR2-4 | A_PoliV3_P_All | 2 | 6_0701a.csv | F:\UPOD\Cell_DLE\CSV_files_raw_nieuwe_structuur\2007\m01 | F:\UPOD\Cell_DLE\CSV_files_raw_nieuwe_structuur\2007\m01\6_0701a.csv | 1001
XR2-4 | A_PoliV3_P_All | 2 | 6_0701b.csv | F:\UPOD\Cell_DLE\CSV_files_raw_nieuwe_structuur\2007\m01 | F:\UPOD\Cell_DLE\CSV_files_raw_nieuwe_structuur\2007\m01\6_0701b.csv | 1001
XR2-4 | A_PoliV3_P_All | 2 | 6_0701c.csv | F:\UPOD\Cell_DLE\CSV_files_raw_nieuwe_structuur\2007\m01 | F:\UPOD\Cell_DLE\CSV_files_raw_nieuwe_structuur\2007\m01\6_0701c.csv | 1084
XR2-4 | A_PoliV3_P_All | 2 | 6_0701e.csv | F:\UPOD\Cell_DLE\CSV_files_raw_nieuwe_structuur\2007\m01 | F:\UPOD\Cell_DLE\CSV_files_raw_nieuwe_structuur\2007\m01\6_0701e.csv | 1001
XR2-4 | A_PoliV3_P_All | 2 | 6_0701f.csv | F:\UPOD\Cell_DLE\CSV_files_raw_nieuwe_structuur\2007\m01 | F:\UPOD\Cell_DLE\CSV_files_raw_nieuwe_structuur\2007\m01\6_0701f.csv | 1001
XR2-4 | A_PoliV3_P_All | 2 | 6_0701g.csv | F:\UPOD\Cell_DLE\CSV_files_raw_nieuwe_structuur\2007\m01 | F:\UPOD\Cell_DLE\CSV_files_raw_nieuwe_structuur\2007\m01\6_0701g.csv | 526
XR2-4 | A_PoliV3_P_All | 2 | 6_0702A.CSV | F:\UPOD\Cell_DLE\CSV_files_raw_nieuwe_structuur\2007\m02 | F:\UPOD\Cell_DLE\CSV_files_raw_nieuwe_structuur\2007\m02\6_0702A.CSV | 1001
XR2-4 | A_PoliV3_P_All | 2 | 6_0702E.CSV | F:\UPOD\Cell_DLE\CSV_files_raw_nieuwe_structuur\2007\m02 | F:\UPOD\Cell_DLE\CSV_files_raw_nieuwe_structuur\2007\m02\6_0702E.CSV | 1001
XR2-4 | A_PoliV3_P_All | 2 | 6_0702b.csv | F:\UPOD\Cell_DLE\CSV_files_raw_nieuwe_structuur\2007\m02 | F:\UPOD\Cell_DLE\CSV_files_raw_nieuwe_structuur\2007\m02\6_0702b.csv | 1001
XR2-4 | A_PoliV3_P_All | 2 | 6_0702c.csv | F:\UPOD\Cell_DLE\CSV_files_raw_nieuwe_structuur\2007\m02 | F:\UPOD\Cell_DLE\CSV_files_raw_nieuwe_structuur\2007\m02\6_0702c.csv | 1001
XR2-4 | A_PoliV3_P_All | 2 | 6_0702d.csv | F:\UPOD\Cell_DLE\CSV_files_raw_nieuwe_structuur\2007\m02 | F:\UPOD\Cell_DLE\CSV_files_raw_nieuwe_structuur\2007\m02\6_0702d.csv | 429
XR2-4 | A_PoliV3_P_All | 2 | 6_0702f.csv | F:\UPOD\Cell_DLE\CSV_files_raw_nieuwe_structuur\2007\m02 | F:\UPOD\Cell_DLE\CSV_files_raw_nieuwe_structuur\2007\m02\6_0702f.csv | 1001
XR2-4 | A_PoliV3_P_All | 2 | 6_0702g.csv | F:\UPOD\Cell_DLE\CSV_files_raw_nieuwe_structuur\2007\m02 | F:\UPOD\Cell_DLE\CSV_files_raw_nieuwe_structuur\2007\m02\6_0702g.csv | 902
XR2-4 | A_PoliV3_P_All | 2 | 6_0703A.CSV | F:\UPOD\Cell_DLE\CSV_files_raw_nieuwe_structuur\2007\m03 | F:\UPOD\Cell_DLE\CSV_files_raw_nieuwe_structuur\2007\m03\6_0703A.CSV | 1001
XR2-4 | A_PoliV3_P_All | 2 | 6_0703B.CSV | F:\UPOD\Cell_DLE\CSV_files_raw_nieuwe_structuur\2007\m03 | F:\UPOD\Cell_DLE\CSV_files_raw_nieuwe_structuur\2007\m03\6_0703B.CSV | 1001
XR2-4 | A_PoliV3_P_All | 2 | 6_0703C.CSV | F:\UPOD\Cell_DLE\CSV_files_raw_nieuwe_structuur\2007\m03 | F:\UPOD\Cell_DLE\CSV_files_raw_nieuwe_structuur\2007\m03\6_0703C.CSV | 1001
XR2-4 | A_PoliV3_P_All | 2 | 6_0703D.CSV | F:\UPOD\Cell_DLE\CSV_files_raw_nieuwe_structuur\2007\m03 | F:\UPOD\Cell_DLE\CSV_files_raw_nieuwe_structuur\2007\m03\6_0703D.CSV | 896
XR2-4 | A_PoliV3_P_All | 2 | 6_0703e.csv | F:\UPOD\Cell_DLE\CSV_files_raw_nieuwe_structuur\2007\m03 | F:\UPOD\Cell_DLE\CSV_files_raw_nieuwe_structuur\2007\m03\6_0703e.csv | 1001
XR2-4 | A_PoliV3_P_All | 2 | 6_0703f.csv | F:\UPOD\Cell_DLE\CSV_files_raw_nieuwe_structuur\2007\m03 | F:\UPOD\Cell_DLE\CSV_files_raw_nieuwe_structuur\2007\m03\6_0703f.csv | 1001
XR2-4 | A_PoliV3_P_All | 2 | 6_0703g.csv | F:\UPOD\Cell_DLE\CSV_files_raw_nieuwe_structuur\2007\m03 | F:\UPOD\Cell_DLE\CSV_files_raw_nieuwe_structuur\2007\m03\6_0703g.csv | 1001
XR2-4 | A_PoliV3_P_All | 2 | 6_0703h.csv | F:\UPOD\Cell_DLE\CSV_files_raw_nieuwe_structuur\2007\m03 | F:\UPOD\Cell_DLE\CSV_files_raw_nieuwe_structuur\2007\m03\6_0703h.csv | 904
XR2-4 | A_PoliV3_P_All | 2 | 6_0704G.CSV | F:\UPOD\Cell_DLE\CSV_files_raw_nieuwe_structuur\2007\m04 | F:\UPOD\Cell_DLE\CSV_files_raw_nieuwe_structuur\2007\m04\6_0704G.CSV | 541
XR2-4 | A_PoliV3_P_All | 2 | 6_0704a.csv | F:\UPOD\Cell_DLE\CSV_files_raw_nieuwe_structuur\2007\m04 | F:\UPOD\Cell_DLE\CSV_files_raw_nieuwe_structuur\2007\m04\6_0704a.csv | 1001
XR2-4 | A_PoliV3_P_All | 2 | 6_0704b.csv | F:\UPOD\Cell_DLE\CSV_files_raw_nieuwe_structuur\2007\m04 | F:\UPOD\Cell_DLE\CSV_files_raw_nieuwe_structuur\2007\m04\6_0704b.csv | 1001
XR2-4 | A_PoliV3_P_All | 2 | 6_0704c.csv | F:\UPOD\Cell_DLE\CSV_files_raw_nieuwe_structuur\2007\m04 | F:\UPOD\Cell_DLE\CSV_files_raw_nieuwe_structuur\2007\m04\6_0704c.csv | 1119
XR2-4 | A_PoliV3_P_All | 2 | 6_0704d.csv | F:\UPOD\Cell_DLE\CSV_files_raw_nieuwe_structuur\2007\m04 | F:\UPOD\Cell_DLE\CSV_files_raw_nieuwe_structuur\2007\m04\6_0704d.csv | 999
XR2-4 | A_PoliV3_P_All | 2 | 6_0704e.csv | F:\UPOD\Cell_DLE\CSV_files_raw_nieuwe_structuur\2007\m04 | F:\UPOD\Cell_DLE\CSV_files_raw_nieuwe_structuur\2007\m04\6_0704e.csv | 1001
XR2-4 | A_PoliV3_P_All | 2 | 6_0704f.csv | F:\UPOD\Cell_DLE\CSV_files_raw_nieuwe_structuur\2007\m04 | F:\UPOD\Cell_DLE\CSV_files_raw_nieuwe_structuur\2007\m04\6_0704f.csv | 1001
XR2-4 | A_PoliV3_P_All | 2 | 6_0705a.csv | F:\UPOD\Cell_DLE\CSV_files_raw_nieuwe_structuur\2007\m05 | F:\UPOD\Cell_DLE\CSV_files_raw_nieuwe_structuur\2007\m05\6_0705a.csv | 1001
XR2-4 | A_PoliV3_P_All | 2 | 6_0705b.csv | F:\UPOD\Cell_DLE\CSV_files_raw_nieuwe_structuur\2007\m05 | F:\UPOD\Cell_DLE\CSV_files_raw_nieuwe_structuur\2007\m05\6_0705b.csv | 1001
XR2-4 | A_PoliV3_P_All | 2 | 6_0705c.csv | F:\UPOD\Cell_DLE\CSV_files_raw_nieuwe_structuur\2007\m05 | F:\UPOD\Cell_DLE\CSV_files_raw_nieuwe_structuur\2007\m05\6_0705c.csv | 1001
XR2-4 | A_PoliV3_P_All | 2 | 6_0705d.csv | F:\UPOD\Cell_DLE\CSV_files_raw_nieuwe_structuur\2007\m05 | F:\UPOD\Cell_DLE\CSV_files_raw_nieuwe_structuur\2007\m05\6_0705d.csv | 468
XR2-4 | A_PoliV3_P_All | 2 | 6_0705e.csv | F:\UPOD\Cell_DLE\CSV_files_raw_nieuwe_structuur\2007\m05 | F:\UPOD\Cell_DLE\CSV_files_raw_nieuwe_structuur\2007\m05\6_0705e.csv | 1001
XR2-4 | A_PoliV3_P_All | 2 | 6_0705f.csv | F:\UPOD\Cell_DLE\CSV_files_raw_nieuwe_structuur\2007\m05 | F:\UPOD\Cell_DLE\CSV_files_raw_nieuwe_structuur\2007\m05\6_0705f.csv | 1001
XR2-4 | A_PoliV3_P_All | 2 | 6_0705g.csv | F:\UPOD\Cell_DLE\CSV_files_raw_nieuwe_structuur\2007\m05 | F:\UPOD\Cell_DLE\CSV_files_raw_nieuwe_structuur\2007\m05\6_0705g.csv | 684
XR2-4 | A_PoliV3_P_All | 2 | 6_0706E.csv | F:\UPOD\Cell_DLE\CSV_files_raw_nieuwe_structuur\2006\m07 | F:\UPOD\Cell_DLE\CSV_files_raw_nieuwe_structuur\2006\m07\6_0706E.csv | 933
XR2-4 | A_PoliV3_P_All | 2 | 6_0706a.csv | F:\UPOD\Cell_DLE\CSV_files_raw_nieuwe_structuur\2006\m07 | F:\UPOD\Cell_DLE\CSV_files_raw_nieuwe_structuur\2006\m07\6_0706a.csv | 1035
XR2-4 | A_PoliV3_P_All | 2 | 6_0706a.csv | F:\UPOD\Cell_DLE\CSV_files_raw_nieuwe_structuur\2007\m06 | F:\UPOD\Cell_DLE\CSV_files_raw_nieuwe_structuur\2007\m06\6_0706a.csv | 1001
XR2-4 | A_PoliV3_P_All | 2 | 6_0706b.csv | F:\UPOD\Cell_DLE\CSV_files_raw_nieuwe_structuur\2006\m07 | F:\UPOD\Cell_DLE\CSV_files_raw_nieuwe_structuur\2006\m07\6_0706b.csv | 1001
XR2-4 | A_PoliV3_P_All | 2 | 6_0706b.csv | F:\UPOD\Cell_DLE\CSV_files_raw_nieuwe_structuur\2007\m06 | F:\UPOD\Cell_DLE\CSV_files_raw_nieuwe_structuur\2007\m06\6_0706b.csv | 1001
XR2-4 | A_PoliV3_P_All | 2 | 6_0706c.csv | F:\UPOD\Cell_DLE\CSV_files_raw_nieuwe_structuur\2006\m07 | F:\UPOD\Cell_DLE\CSV_files_raw_nieuwe_structuur\2006\m07\6_0706c.csv | 1001
XR2-4 | A_PoliV3_P_All | 2 | 6_0706c.csv | F:\UPOD\Cell_DLE\CSV_files_raw_nieuwe_structuur\2007\m06 | F:\UPOD\Cell_DLE\CSV_files_raw_nieuwe_structuur\2007\m06\6_0706c.csv | 1001
XR2-4 | A_PoliV3_P_All | 2 | 6_0706d.csv | F:\UPOD\Cell_DLE\CSV_files_raw_nieuwe_structuur\2006\m07 | F:\UPOD\Cell_DLE\CSV_files_raw_nieuwe_structuur\2006\m07\6_0706d.csv | 1001
XR2-4 | A_PoliV3_P_All | 2 | 6_0706d.csv | F:\UPOD\Cell_DLE\CSV_files_raw_nieuwe_structuur\2007\m06 | F:\UPOD\Cell_DLE\CSV_files_raw_nieuwe_structuur\2007\m06\6_0706d.csv | 1001
XR2-4 | A_PoliV3_P_All | 2 | 6_0706e.csv | F:\UPOD\Cell_DLE\CSV_files_raw_nieuwe_structuur\2007\m06 | F:\UPOD\Cell_DLE\CSV_files_raw_nieuwe_structuur\2007\m06\6_0706e.csv | 273
XR2-4 | A_PoliV3_P_All | 2 | 6_0706f.csv | F:\UPOD\Cell_DLE\CSV_files_raw_nieuwe_structuur\2007\m06 | F:\UPOD\Cell_DLE\CSV_files_raw_nieuwe_structuur\2007\m06\6_0706f.csv | 1001
XR2-4 | A_PoliV3_P_All | 2 | 6_0706g.csv | F:\UPOD\Cell_DLE\CSV_files_raw_nieuwe_structuur\2007\m06 | F:\UPOD\Cell_DLE\CSV_files_raw_nieuwe_structuur\2007\m06\6_0706g.csv | 1001
XR2-4 | A_PoliV3_P_All | 2 | 6_0706h.csv | F:\UPOD\Cell_DLE\CSV_files_raw_nieuwe_structuur\2007\m06 | F:\UPOD\Cell_DLE\CSV_files_raw_nieuwe_structuur\2007\m06\6_0706h.csv | 815
XR2-4 | A_PoliV3_P_All | 2 | 6_0707a.csv | F:\UPOD\Cell_DLE\CSV_files_raw_nieuwe_structuur\2007\m07 | F:\UPOD\Cell_DLE\CSV_files_raw_nieuwe_structuur\2007\m07\6_0707a.csv | 1001
XR2-4 | A_PoliV3_P_All | 2 | 6_0707b.csv | F:\UPOD\Cell_DLE\CSV_files_raw_nieuwe_structuur\2007\m07 | F:\UPOD\Cell_DLE\CSV_files_raw_nieuwe_structuur\2007\m07\6_0707b.csv | 1001
XR2-4 | A_PoliV3_P_All | 2 | 6_0707c.csv | F:\UPOD\Cell_DLE\CSV_files_raw_nieuwe_structuur\2007\m07 | F:\UPOD\Cell_DLE\CSV_files_raw_nieuwe_structuur\2007\m07\6_0707c.csv | 1001
XR2-4 | A_PoliV3_P_All | 2 | 6_0707d.csv | F:\UPOD\Cell_DLE\CSV_files_raw_nieuwe_structuur\2007\m07 | F:\UPOD\Cell_DLE\CSV_files_raw_nieuwe_structuur\2007\m07\6_0707d.csv | 99
XR2-4 | A_PoliV3_P_All | 2 | 6_0707e.csv | F:\UPOD\Cell_DLE\CSV_files_raw_nieuwe_structuur\2007\m07 | F:\UPOD\Cell_DLE\CSV_files_raw_nieuwe_structuur\2007\m07\6_0707e.csv | 1001
XR2-4 | A_PoliV3_P_All | 2 | 6_0707f.csv | F:\UPOD\Cell_DLE\CSV_files_raw_nieuwe_structuur\2007\m07 | F:\UPOD\Cell_DLE\CSV_files_raw_nieuwe_structuur\2007\m07\6_0707f.csv | 1001
XR2-4 | A_PoliV3_P_All | 2 | 6_0707g.csv | F:\UPOD\Cell_DLE\CSV_files_raw_nieuwe_structuur\2007\m07 | F:\UPOD\Cell_DLE\CSV_files_raw_nieuwe_structuur\2007\m07\6_0707g.csv | 925
XR2-4 | A_PoliV3_P_All | 2 | 6_0708f.csv | F:\UPOD\Cell_DLE\CSV_files_raw_nieuwe_structuur\2007\m08 | F:\UPOD\Cell_DLE\CSV_files_raw_nieuwe_structuur\2007\m08\6_0708f.csv | 1001
XR2-4 | A_PoliV3_P_All | 2 | 6_0708g.csv | F:\UPOD\Cell_DLE\CSV_files_raw_nieuwe_structuur\2007\m08 | F:\UPOD\Cell_DLE\CSV_files_raw_nieuwe_structuur\2007\m08\6_0708g.csv | 1001
XR2-4 | A_PoliV3_P_All | 2 | 6_0708h.csv | F:\UPOD\Cell_DLE\CSV_files_raw_nieuwe_structuur\2007\m08 | F:\UPOD\Cell_DLE\CSV_files_raw_nieuwe_structuur\2007\m08\6_0708h.csv | 554
XR2-4 | A_PoliV3_P_All | 2 | 6_0709a.csv | F:\UPOD\Cell_DLE\CSV_files_raw_nieuwe_structuur\2007\m09 | F:\UPOD\Cell_DLE\CSV_files_raw_nieuwe_structuur\2007\m09\6_0709a.csv | 1001
XR2-4 | A_PoliV3_P_All | 2 | 6_0709b.csv | F:\UPOD\Cell_DLE\CSV_files_raw_nieuwe_structuur\2007\m09 | F:\UPOD\Cell_DLE\CSV_files_raw_nieuwe_structuur\2007\m09\6_0709b.csv | 1001
XR2-4 | A_PoliV3_P_All | 2 | 6_0709c.csv | F:\UPOD\Cell_DLE\CSV_files_raw_nieuwe_structuur\2007\m09 | F:\UPOD\Cell_DLE\CSV_files_raw_nieuwe_structuur\2007\m09\6_0709c.csv | 789
XR2-4 | A_PoliV3_P_All | 2 | 6_0709d.csv | F:\UPOD\Cell_DLE\CSV_files_raw_nieuwe_structuur\2007\m09 | F:\UPOD\Cell_DLE\CSV_files_raw_nieuwe_structuur\2007\m09\6_0709d.csv | 1001
XR2-4 | A_PoliV3_P_All | 2 | 6_0709e.csv | F:\UPOD\Cell_DLE\CSV_files_raw_nieuwe_structuur\2007\m09 | F:\UPOD\Cell_DLE\CSV_files_raw_nieuwe_structuur\2007\m09\6_0709e.csv | 1001
XR2-4 | A_PoliV3_P_All | 2 | 6_0709f.csv | F:\UPOD\Cell_DLE\CSV_files_raw_nieuwe_structuur\2007\m09 | F:\UPOD\Cell_DLE\CSV_files_raw_nieuwe_structuur\2007\m09\6_0709f.csv | 276
XR2-4 | A_PoliV3_P_All | 2 | 6_0709g.csv | F:\UPOD\Cell_DLE\CSV_files_raw_nieuwe_structuur\2007\m09 | F:\UPOD\Cell_DLE\CSV_files_raw_nieuwe_structuur\2007\m09\6_0709g.csv | 1001
XR2-4 | A_PoliV3_P_All | 2 | 6_0806a.csv | F:\UPOD\Cell_DLE\CSV_files_raw_nieuwe_structuur\2006\m08 | F:\UPOD\Cell_DLE\CSV_files_raw_nieuwe_structuur\2006\m08\6_0806a.csv | 1001
XR2-4 | A_PoliV3_P_All | 2 | 6_0806b.csv | F:\UPOD\Cell_DLE\CSV_files_raw_nieuwe_structuur\2006\m08 | F:\UPOD\Cell_DLE\CSV_files_raw_nieuwe_structuur\2006\m08\6_0806b.csv | 1001
XR2-4 | A_PoliV3_P_All | 2 | 6_0806c.csv | F:\UPOD\Cell_DLE\CSV_files_raw_nieuwe_structuur\2006\m08 | F:\UPOD\Cell_DLE\CSV_files_raw_nieuwe_structuur\2006\m08\6_0806c.csv | 1001
XR2-4 | A_PoliV3_P_All | 2 | 6_0806d.csv | F:\UPOD\Cell_DLE\CSV_files_raw_nieuwe_structuur\2006\m08 | F:\UPOD\Cell_DLE\CSV_files_raw_nieuwe_structuur\2006\m08\6_0806d.csv | 334
XR2-4 | A_PoliV3_P_All | 2 | 6_0806e.csv | F:\UPOD\Cell_DLE\CSV_files_raw_nieuwe_structuur\2006\m08 | F:\UPOD\Cell_DLE\CSV_files_raw_nieuwe_structuur\2006\m08\6_0806e.csv | 1001
XR2-4 | A_PoliV3_P_All | 2 | 6_0806f.csv | F:\UPOD\Cell_DLE\CSV_files_raw_nieuwe_structuur\2006\m08 | F:\UPOD\Cell_DLE\CSV_files_raw_nieuwe_structuur\2006\m08\6_0806f.csv | 1001
XR2-4 | A_PoliV3_P_All | 2 | 6_0806g.csv | F:\UPOD\Cell_DLE\CSV_files_raw_nieuwe_structuur\2006\m08 | F:\UPOD\Cell_DLE\CSV_files_raw_nieuwe_structuur\2006\m08\6_0806g.csv | 981
XR2-4 | A_PoliV3_P_All | 2 | 6_0807a.csv | F:\UPOD\Cell_DLE\CSV_files_raw_nieuwe_structuur\2007\m08 | F:\UPOD\Cell_DLE\CSV_files_raw_nieuwe_structuur\2007\m08\6_0807a.csv | 1001
XR2-4 | A_PoliV3_P_All | 2 | 6_0807b.csv | F:\UPOD\Cell_DLE\CSV_files_raw_nieuwe_structuur\2007\m08 | F:\UPOD\Cell_DLE\CSV_files_raw_nieuwe_structuur\2007\m08\6_0807b.csv | 1001
XR2-4 | A_PoliV3_P_All | 2 | 6_0807c.csv | F:\UPOD\Cell_DLE\CSV_files_raw_nieuwe_structuur\2007\m08 | F:\UPOD\Cell_DLE\CSV_files_raw_nieuwe_structuur\2007\m08\6_0807c.csv | 1001
XR2-4 | A_PoliV3_P_All | 2 | 6_0807d.csv | F:\UPOD\Cell_DLE\CSV_files_raw_nieuwe_structuur\2007\m08 | F:\UPOD\Cell_DLE\CSV_files_raw_nieuwe_structuur\2007\m08\6_0807d.csv | 347
XR2-4 | A_PoliV3_P_All | 2 | 6_0906a.csv | F:\UPOD\Cell_DLE\CSV_files_raw_nieuwe_structuur\2006\m09 | F:\UPOD\Cell_DLE\CSV_files_raw_nieuwe_structuur\2006\m09\6_0906a.csv | 1001
XR2-4 | A_PoliV3_P_All | 2 | 6_0906b.csv | F:\UPOD\Cell_DLE\CSV_files_raw_nieuwe_structuur\2006\m09 | F:\UPOD\Cell_DLE\CSV_files_raw_nieuwe_structuur\2006\m09\6_0906b.csv | 1001
XR2-4 | A_PoliV3_P_All | 2 | 6_0906c.csv | F:\UPOD\Cell_DLE\CSV_files_raw_nieuwe_structuur\2006\m09 | F:\UPOD\Cell_DLE\CSV_files_raw_nieuwe_structuur\2006\m09\6_0906c.csv | 831
XR2-4 | A_PoliV3_P_All | 2 | 6_0906d.csv | F:\UPOD\Cell_DLE\CSV_files_raw_nieuwe_structuur\2006\m09 | F:\UPOD\Cell_DLE\CSV_files_raw_nieuwe_structuur\2006\m09\6_0906d.csv | 1001
XR2-4 | A_PoliV3_P_All | 2 | 6_0906e.csv | F:\UPOD\Cell_DLE\CSV_files_raw_nieuwe_structuur\2006\m09 | F:\UPOD\Cell_DLE\CSV_files_raw_nieuwe_structuur\2006\m09\6_0906e.csv | 1001
XR2-4 | A_PoliV3_P_All | 2 | 6_0906f.csv | F:\UPOD\Cell_DLE\CSV_files_raw_nieuwe_structuur\2006\m09 | F:\UPOD\Cell_DLE\CSV_files_raw_nieuwe_structuur\2006\m09\6_0906f.csv | 360
XR2-4 | A_PoliV3_P_All | 2 | 6_1006E.CSV | F:\UPOD\Cell_DLE\CSV_files_raw_nieuwe_structuur\2006\m10 | F:\UPOD\Cell_DLE\CSV_files_raw_nieuwe_structuur\2006\m10\6_1006E.CSV | 1001
XR2-4 | A_PoliV3_P_All | 2 | 6_1006G.CSV | F:\UPOD\Cell_DLE\CSV_files_raw_nieuwe_structuur\2006\m10 | F:\UPOD\Cell_DLE\CSV_files_raw_nieuwe_structuur\2006\m10\6_1006G.CSV | 793
XR2-4 | A_PoliV3_P_All | 2 | 6_1006H.CSV | F:\UPOD\Cell_DLE\CSV_files_raw_nieuwe_structuur\2006\m10 | F:\UPOD\Cell_DLE\CSV_files_raw_nieuwe_structuur\2006\m10\6_1006H.CSV | 1001
XR2-4 | A_PoliV3_P_All | 2 | 6_1006a.CSV | F:\UPOD\Cell_DLE\CSV_files_raw_nieuwe_structuur\2006\m10 | F:\UPOD\Cell_DLE\CSV_files_raw_nieuwe_structuur\2006\m10\6_1006a.CSV | 1001
XR2-4 | A_PoliV3_P_All | 2 | 6_1006b.csv | F:\UPOD\Cell_DLE\CSV_files_raw_nieuwe_structuur\2006\m10 | F:\UPOD\Cell_DLE\CSV_files_raw_nieuwe_structuur\2006\m10\6_1006b.csv | 1001
XR2-4 | A_PoliV3_P_All | 2 | 6_1006c.csv | F:\UPOD\Cell_DLE\CSV_files_raw_nieuwe_structuur\2006\m10 | F:\UPOD\Cell_DLE\CSV_files_raw_nieuwe_structuur\2006\m10\6_1006c.csv | 1001
XR2-4 | A_PoliV3_P_All | 2 | 6_1006d.csv | F:\UPOD\Cell_DLE\CSV_files_raw_nieuwe_structuur\2006\m10 | F:\UPOD\Cell_DLE\CSV_files_raw_nieuwe_structuur\2006\m10\6_1006d.csv | 151
XR2-4 | A_PoliV3_P_All | 2 | 6_1007a.csv | F:\UPOD\Cell_DLE\CSV_files_raw_nieuwe_structuur\2007\m10 | F:\UPOD\Cell_DLE\CSV_files_raw_nieuwe_structuur\2007\m10\6_1007a.csv | 1001
XR2-4 | A_PoliV3_P_All | 2 | 6_1007b.csv | F:\UPOD\Cell_DLE\CSV_files_raw_nieuwe_structuur\2007\m10 | F:\UPOD\Cell_DLE\CSV_files_raw_nieuwe_structuur\2007\m10\6_1007b.csv | 1001
XR2-4 | A_PoliV3_P_All | 2 | 6_1007c.csv | F:\UPOD\Cell_DLE\CSV_files_raw_nieuwe_structuur\2007\m10 | F:\UPOD\Cell_DLE\CSV_files_raw_nieuwe_structuur\2007\m10\6_1007c.csv | 995
XR2-4 | A_PoliV3_P_All | 2 | 6_1007d.csv | F:\UPOD\Cell_DLE\CSV_files_raw_nieuwe_structuur\2007\m10 | F:\UPOD\Cell_DLE\CSV_files_raw_nieuwe_structuur\2007\m10\6_1007d.csv | 1001
XR2-4 | A_PoliV3_P_All | 2 | 6_1007e.csv | F:\UPOD\Cell_DLE\CSV_files_raw_nieuwe_structuur\2007\m10 | F:\UPOD\Cell_DLE\CSV_files_raw_nieuwe_structuur\2007\m10\6_1007e.csv | 1001
XR2-4 | A_PoliV3_P_All | 2 | 6_1007f.csv | F:\UPOD\Cell_DLE\CSV_files_raw_nieuwe_structuur\2007\m10 | F:\UPOD\Cell_DLE\CSV_files_raw_nieuwe_structuur\2007\m10\6_1007f.csv | 723
XR2-4 | A_PoliV3_P_All | 2 | 6_1106a.csv | F:\UPOD\Cell_DLE\CSV_files_raw_nieuwe_structuur\2006\m11 | F:\UPOD\Cell_DLE\CSV_files_raw_nieuwe_structuur\2006\m11\6_1106a.csv | 1001
XR2-4 | A_PoliV3_P_All | 2 | 6_1106b.csv | F:\UPOD\Cell_DLE\CSV_files_raw_nieuwe_structuur\2006\m11 | F:\UPOD\Cell_DLE\CSV_files_raw_nieuwe_structuur\2006\m11\6_1106b.csv | 1001
XR2-4 | A_PoliV3_P_All | 2 | 6_1106c.csv | F:\UPOD\Cell_DLE\CSV_files_raw_nieuwe_structuur\2006\m11 | F:\UPOD\Cell_DLE\CSV_files_raw_nieuwe_structuur\2006\m11\6_1106c.csv | 1001
XR2-4 | A_PoliV3_P_All | 2 | 6_1106d.csv | F:\UPOD\Cell_DLE\CSV_files_raw_nieuwe_structuur\2006\m11 | F:\UPOD\Cell_DLE\CSV_files_raw_nieuwe_structuur\2006\m11\6_1106d.csv | 145
XR2-4 | A_PoliV3_P_All | 2 | 6_1107a.csv | F:\UPOD\Cell_DLE\CSV_files_raw_nieuwe_structuur\2007\m11 | F:\UPOD\Cell_DLE\CSV_files_raw_nieuwe_structuur\2007\m11\6_1107a.csv | 1001
XR2-4 | A_PoliV3_P_All | 2 | 6_1107b.csv | F:\UPOD\Cell_DLE\CSV_files_raw_nieuwe_structuur\2007\m11 | F:\UPOD\Cell_DLE\CSV_files_raw_nieuwe_structuur\2007\m11\6_1107b.csv | 1001
XR2-4 | A_PoliV3_P_All | 2 | 6_1107c.csv | F:\UPOD\Cell_DLE\CSV_files_raw_nieuwe_structuur\2007\m11 | F:\UPOD\Cell_DLE\CSV_files_raw_nieuwe_structuur\2007\m11\6_1107c.csv | 720
XR2-4 | A_PoliV3_P_All | 2 | 6_1107d.csv | F:\UPOD\Cell_DLE\CSV_files_raw_nieuwe_structuur\2007\m11 | F:\UPOD\Cell_DLE\CSV_files_raw_nieuwe_structuur\2007\m11\6_1107d.csv | 1001
XR2-4 | A_PoliV3_P_All | 2 | 6_1107e.csv | F:\UPOD\Cell_DLE\CSV_files_raw_nieuwe_structuur\2007\m11 | F:\UPOD\Cell_DLE\CSV_files_raw_nieuwe_structuur\2007\m11\6_1107e.csv | 1001
XR2-4 | A_PoliV3_P_All | 2 | 6_1206a.csv | F:\UPOD\Cell_DLE\CSV_files_raw_nieuwe_structuur\2006\m12 | F:\UPOD\Cell_DLE\CSV_files_raw_nieuwe_structuur\2006\m12\6_1206a.csv | 1001
XR2-4 | A_PoliV3_P_All | 2 | 6_1206b.csv | F:\UPOD\Cell_DLE\CSV_files_raw_nieuwe_structuur\2006\m12 | F:\UPOD\Cell_DLE\CSV_files_raw_nieuwe_structuur\2006\m12\6_1206b.csv | 1001
XR2-4 | A_PoliV3_P_All | 2 | 6_1206c.csv | F:\UPOD\Cell_DLE\CSV_files_raw_nieuwe_structuur\2006\m12 | F:\UPOD\Cell_DLE\CSV_files_raw_nieuwe_structuur\2006\m12\6_1206c.csv | 1001
XR2-4 | A_PoliV3_P_All | 2 | 6_1206d.csv | F:\UPOD\Cell_DLE\CSV_files_raw_nieuwe_structuur\2006\m12 | F:\UPOD\Cell_DLE\CSV_files_raw_nieuwe_structuur\2006\m12\6_1206d.csv | 167
XR2-4 | A_PoliV3_P_All | 2 | 6_1207a.csv | F:\UPOD\Cell_DLE\CSV_files_raw_nieuwe_structuur\2007\m12 | F:\UPOD\Cell_DLE\CSV_files_raw_nieuwe_structuur\2007\m12\6_1207a.csv | 1001
XR2-4 | A_PoliV3_P_All | 2 | 6_1207b.csv | F:\UPOD\Cell_DLE\CSV_files_raw_nieuwe_structuur\2007\m12 | F:\UPOD\Cell_DLE\CSV_files_raw_nieuwe_structuur\2007\m12\6_1207b.csv | 1001
XR2-4 | A_PoliV3_P_All | 2 | 6_1207c.csv | F:\UPOD\Cell_DLE\CSV_files_raw_nieuwe_structuur\2007\m12 | F:\UPOD\Cell_DLE\CSV_files_raw_nieuwe_structuur\2007\m12\6_1207c.csv | 1001
XR2-4 | A_PoliV3_P_All | 2 | 6_1207d.csv | F:\UPOD\Cell_DLE\CSV_files_raw_nieuwe_structuur\2007\m12 | F:\UPOD\Cell_DLE\CSV_files_raw_nieuwe_structuur\2007\m12\6_1207d.csv | 689
XR2-4 | A_PoliV3_P_All | 2 | 6_1207e.csv | F:\UPOD\Cell_DLE\CSV_files_raw_nieuwe_structuur\2007\m12 | F:\UPOD\Cell_DLE\CSV_files_raw_nieuwe_structuur\2007\m12\6_1207e.csv | 1001
XR2-4 | A_PoliV3_P_All | 2 | 6_1207f.csv | F:\UPOD\Cell_DLE\CSV_files_raw_nieuwe_structuur\2007\m12 | F:\UPOD\Cell_DLE\CSV_files_raw_nieuwe_structuur\2007\m12\6_1207f.csv | 1004
XR2-4 | A_PoliV3_P_All | 2 | 7_0108a.csv | F:\UPOD\Cell_DLE\CSV_files_raw_nieuwe_structuur\2008\K1\T01 | F:\UPOD\Cell_DLE\CSV_files_raw_nieuwe_structuur\2008\K1\T01\7_0108a.csv | 1001
XR2-4 | A_PoliV3_P_All | 2 | 7_0108b.csv | F:\UPOD\Cell_DLE\CSV_files_raw_nieuwe_structuur\2008\K1\T01 | F:\UPOD\Cell_DLE\CSV_files_raw_nieuwe_structuur\2008\K1\T01\7_0108b.csv | 855
XR2-4 | A_PoliV3_P_All | 2 | 7_0108c.csv | F:\UPOD\Cell_DLE\CSV_files_raw_nieuwe_structuur\2008\K1\T01 | F:\UPOD\Cell_DLE\CSV_files_raw_nieuwe_structuur\2008\K1\T01\7_0108c.csv | 1001
XR2-4 | A_PoliV3_P_All | 2 | 7_0108d.csv | F:\UPOD\Cell_DLE\CSV_files_raw_nieuwe_structuur\2008\K1\T01 | F:\UPOD\Cell_DLE\CSV_files_raw_nieuwe_structuur\2008\K1\T01\7_0108d.csv | 749
XR2-4 | A_PoliV3_P_All | 2 | 7_0208a.csv | F:\UPOD\Cell_DLE\CSV_files_raw_nieuwe_structuur\2008\K1\T01 | F:\UPOD\Cell_DLE\CSV_files_raw_nieuwe_structuur\2008\K1\T01\7_0208a.csv | 1001
XR2-4 | A_PoliV3_P_All | 2 | 7_0208b1.csv | F:\UPOD\Cell_DLE\CSV_files_raw_nieuwe_structuur\2008\K1\T01 | F:\UPOD\Cell_DLE\CSV_files_raw_nieuwe_structuur\2008\K1\T01\7_0208b1.csv | 669
XR2-4 | A_PoliV3_P_All | 2 | 7_0604d.csv | F:\UPOD\Cell_DLE\CSV_files_raw_nieuwe_structuur\2006\m04 | F:\UPOD\Cell_DLE\CSV_files_raw_nieuwe_structuur\2006\m04\7_0604d.csv | 386
XR2-4 | A_PoliV3_P_All | 2 | 7_0605a.csv | F:\UPOD\Cell_DLE\CSV_files_raw_nieuwe_structuur\2006\m05 | F:\UPOD\Cell_DLE\CSV_files_raw_nieuwe_structuur\2006\m05\7_0605a.csv | 1001
XR2-4 | A_PoliV3_P_All | 2 | 7_0605b.csv | F:\UPOD\Cell_DLE\CSV_files_raw_nieuwe_structuur\2006\m05 | F:\UPOD\Cell_DLE\CSV_files_raw_nieuwe_structuur\2006\m05\7_0605b.csv | 860
XR2-4 | A_PoliV3_P_All | 2 | 7_0605c.csv | F:\UPOD\Cell_DLE\CSV_files_raw_nieuwe_structuur\2006\m05 | F:\UPOD\Cell_DLE\CSV_files_raw_nieuwe_structuur\2006\m05\7_0605c.csv | 1001
XR2-4 | A_PoliV3_P_All | 2 | 7_0605d.csv | F:\UPOD\Cell_DLE\CSV_files_raw_nieuwe_structuur\2006\m05 | F:\UPOD\Cell_DLE\CSV_files_raw_nieuwe_structuur\2006\m05\7_0605d.csv | 508
XR2-4 | A_PoliV3_P_All | 2 | 7_0606A.CSV | F:\UPOD\Cell_DLE\CSV_files_raw_nieuwe_structuur\2006\m06 | F:\UPOD\Cell_DLE\CSV_files_raw_nieuwe_structuur\2006\m06\7_0606A.CSV | 1001
XR2-4 | A_PoliV3_P_All | 2 | 7_0606B.csv | F:\UPOD\Cell_DLE\CSV_files_raw_nieuwe_structuur\2006\m06 | F:\UPOD\Cell_DLE\CSV_files_raw_nieuwe_structuur\2006\m06\7_0606B.csv | 722
XR2-4 | A_PoliV3_P_All | 2 | 7_0606c.csv | F:\UPOD\Cell_DLE\CSV_files_raw_nieuwe_structuur\2006\m06 | F:\UPOD\Cell_DLE\CSV_files_raw_nieuwe_structuur\2006\m06\7_0606c.csv | 1001
XR2-4 | A_PoliV3_P_All | 2 | 7_0606d.csv | F:\UPOD\Cell_DLE\CSV_files_raw_nieuwe_structuur\2006\m06 | F:\UPOD\Cell_DLE\CSV_files_raw_nieuwe_structuur\2006\m06\7_0606d.csv | 719
XR2-4 | A_PoliV3_P_All | 2 | 7_0611d.csv | F:\UPOD\Cell_DLE\CSV_files_raw_nieuwe_structuur\2006\m11 | F:\UPOD\Cell_DLE\CSV_files_raw_nieuwe_structuur\2006\m11\7_0611d.csv | 731
XR2-4 | A_PoliV3_P_All | 2 | 7_0612d.csv | F:\UPOD\Cell_DLE\CSV_files_raw_nieuwe_structuur\2006\m12 | F:\UPOD\Cell_DLE\CSV_files_raw_nieuwe_structuur\2006\m12\7_0612d.csv | 1001
XR2-4 | A_PoliV3_P_All | 2 | 7_0612e.csv | F:\UPOD\Cell_DLE\CSV_files_raw_nieuwe_structuur\2006\m12 | F:\UPOD\Cell_DLE\CSV_files_raw_nieuwe_structuur\2006\m12\7_0612e.csv | 212
XR2-4 | A_PoliV3_P_All | 2 | 7_0701a.csv | F:\UPOD\Cell_DLE\CSV_files_raw_nieuwe_structuur\2007\m01 | F:\UPOD\Cell_DLE\CSV_files_raw_nieuwe_structuur\2007\m01\7_0701a.csv | 1001
XR2-4 | A_PoliV3_P_All | 2 | 7_0701b.csv | F:\UPOD\Cell_DLE\CSV_files_raw_nieuwe_structuur\2007\m01 | F:\UPOD\Cell_DLE\CSV_files_raw_nieuwe_structuur\2007\m01\7_0701b.csv | 740
XR2-4 | A_PoliV3_P_All | 2 | 7_0701d.csv | F:\UPOD\Cell_DLE\CSV_files_raw_nieuwe_structuur\2007\m01 | F:\UPOD\Cell_DLE\CSV_files_raw_nieuwe_structuur\2007\m01\7_0701d.csv | 1001
XR2-4 | A_PoliV3_P_All | 2 | 7_0701e.csv | F:\UPOD\Cell_DLE\CSV_files_raw_nieuwe_structuur\2007\m01 | F:\UPOD\Cell_DLE\CSV_files_raw_nieuwe_structuur\2007\m01\7_0701e.csv | 572
XR2-4 | A_PoliV3_P_All | 2 | 7_0702C.CSV | F:\UPOD\Cell_DLE\CSV_files_raw_nieuwe_structuur\2007\m02 | F:\UPOD\Cell_DLE\CSV_files_raw_nieuwe_structuur\2007\m02\7_0702C.CSV | 1001
XR2-4 | A_PoliV3_P_All | 2 | 7_0702a.csv | F:\UPOD\Cell_DLE\CSV_files_raw_nieuwe_structuur\2007\m02 | F:\UPOD\Cell_DLE\CSV_files_raw_nieuwe_structuur\2007\m02\7_0702a.csv | 1001
XR2-4 | A_PoliV3_P_All | 2 | 7_0702b.csv | F:\UPOD\Cell_DLE\CSV_files_raw_nieuwe_structuur\2007\m02 | F:\UPOD\Cell_DLE\CSV_files_raw_nieuwe_structuur\2007\m02\7_0702b.csv | 595
XR2-4 | A_PoliV3_P_All | 2 | 7_0702d.csv | F:\UPOD\Cell_DLE\CSV_files_raw_nieuwe_structuur\2007\m02 | F:\UPOD\Cell_DLE\CSV_files_raw_nieuwe_structuur\2007\m02\7_0702d.csv | 267
XR2-4 | A_PoliV3_P_All | 2 | 7_0703C.CSV | F:\UPOD\Cell_DLE\CSV_files_raw_nieuwe_structuur\2007\m03 | F:\UPOD\Cell_DLE\CSV_files_raw_nieuwe_structuur\2007\m03\7_0703C.CSV | 1001
XR2-4 | A_PoliV3_P_All | 2 | 7_0703D.CSV | F:\UPOD\Cell_DLE\CSV_files_raw_nieuwe_structuur\2007\m03 | F:\UPOD\Cell_DLE\CSV_files_raw_nieuwe_structuur\2007\m03\7_0703D.CSV | 599
XR2-4 | A_PoliV3_P_All | 2 | 7_0703a.csv | F:\UPOD\Cell_DLE\CSV_files_raw_nieuwe_structuur\2007\m03 | F:\UPOD\Cell_DLE\CSV_files_raw_nieuwe_structuur\2007\m03\7_0703a.csv | 1001
XR2-4 | A_PoliV3_P_All | 2 | 7_0703b.csv | F:\UPOD\Cell_DLE\CSV_files_raw_nieuwe_structuur\2007\m03 | F:\UPOD\Cell_DLE\CSV_files_raw_nieuwe_structuur\2007\m03\7_0703b.csv | 1201
XR2-4 | A_PoliV3_P_All | 2 | 7_0704C.CSV | F:\UPOD\Cell_DLE\CSV_files_raw_nieuwe_structuur\2007\m04 | F:\UPOD\Cell_DLE\CSV_files_raw_nieuwe_structuur\2007\m04\7_0704C.CSV | 1001
XR2-4 | A_PoliV3_P_All | 2 | 7_0704D.CSV | F:\UPOD\Cell_DLE\CSV_files_raw_nieuwe_structuur\2007\m04 | F:\UPOD\Cell_DLE\CSV_files_raw_nieuwe_structuur\2007\m04\7_0704D.CSV | 458
XR2-4 | A_PoliV3_P_All | 2 | 7_0704a.csv | F:\UPOD\Cell_DLE\CSV_files_raw_nieuwe_structuur\2007\m04 | F:\UPOD\Cell_DLE\CSV_files_raw_nieuwe_structuur\2007\m04\7_0704a.csv | 1001
XR2-4 | A_PoliV3_P_All | 2 | 7_0704b.csv | F:\UPOD\Cell_DLE\CSV_files_raw_nieuwe_structuur\2007\m04 | F:\UPOD\Cell_DLE\CSV_files_raw_nieuwe_structuur\2007\m04\7_0704b.csv | 403
XR2-4 | A_PoliV3_P_All | 2 | 7_0705a.csv | F:\UPOD\Cell_DLE\CSV_files_raw_nieuwe_structuur\2007\m05 | F:\UPOD\Cell_DLE\CSV_files_raw_nieuwe_structuur\2007\m05\7_0705a.csv | 1001
XR2-4 | A_PoliV3_P_All | 2 | 7_0705b.csv | F:\UPOD\Cell_DLE\CSV_files_raw_nieuwe_structuur\2007\m05 | F:\UPOD\Cell_DLE\CSV_files_raw_nieuwe_structuur\2007\m05\7_0705b.csv | 600
XR2-4 | A_PoliV3_P_All | 2 | 7_0705c.csv | F:\UPOD\Cell_DLE\CSV_files_raw_nieuwe_structuur\2007\m05 | F:\UPOD\Cell_DLE\CSV_files_raw_nieuwe_structuur\2007\m05\7_0705c.csv | 1001
XR2-4 | A_PoliV3_P_All | 2 | 7_0705d.csv | F:\UPOD\Cell_DLE\CSV_files_raw_nieuwe_structuur\2007\m05 | F:\UPOD\Cell_DLE\CSV_files_raw_nieuwe_structuur\2007\m05\7_0705d.csv | 332
XR2-4 | A_PoliV3_P_All | 2 | 7_0706a.csv | F:\UPOD\Cell_DLE\CSV_files_raw_nieuwe_structuur\2006\m07 | F:\UPOD\Cell_DLE\CSV_files_raw_nieuwe_structuur\2006\m07\7_0706a.csv | 626
XR2-4 | A_PoliV3_P_All | 2 | 7_0706a.csv | F:\UPOD\Cell_DLE\CSV_files_raw_nieuwe_structuur\2007\m06 | F:\UPOD\Cell_DLE\CSV_files_raw_nieuwe_structuur\2007\m06\7_0706a.csv | 1001
XR2-4 | A_PoliV3_P_All | 2 | 7_0706b.csv | F:\UPOD\Cell_DLE\CSV_files_raw_nieuwe_structuur\2006\m07 | F:\UPOD\Cell_DLE\CSV_files_raw_nieuwe_structuur\2006\m07\7_0706b.csv | 1201
XR2-4 | A_PoliV3_P_All | 2 | 7_0706b.csv | F:\UPOD\Cell_DLE\CSV_files_raw_nieuwe_structuur\2007\m06 | F:\UPOD\Cell_DLE\CSV_files_raw_nieuwe_structuur\2007\m06\7_0706b.csv | 975
XR2-4 | A_PoliV3_P_All | 2 | 7_0706c.csv | F:\UPOD\Cell_DLE\CSV_files_raw_nieuwe_structuur\2006\m07 | F:\UPOD\Cell_DLE\CSV_files_raw_nieuwe_structuur\2006\m07\7_0706c.csv | 1071
XR2-4 | A_PoliV3_P_All | 2 | 7_0706c.csv | F:\UPOD\Cell_DLE\CSV_files_raw_nieuwe_structuur\2007\m06 | F:\UPOD\Cell_DLE\CSV_files_raw_nieuwe_structuur\2007\m06\7_0706c.csv | 1001
XR2-4 | A_PoliV3_P_All | 2 | 7_0706d.csv | F:\UPOD\Cell_DLE\CSV_files_raw_nieuwe_structuur\2007\m06 | F:\UPOD\Cell_DLE\CSV_files_raw_nieuwe_structuur\2007\m06\7_0706d.csv | 494
XR2-4 | A_PoliV3_P_All | 2 | 7_0707a.csv | F:\UPOD\Cell_DLE\CSV_files_raw_nieuwe_structuur\2007\m07 | F:\UPOD\Cell_DLE\CSV_files_raw_nieuwe_structuur\2007\m07\7_0707a.csv | 1001
XR2-4 | A_PoliV3_P_All | 2 | 7_0707b.csv | F:\UPOD\Cell_DLE\CSV_files_raw_nieuwe_structuur\2007\m07 | F:\UPOD\Cell_DLE\CSV_files_raw_nieuwe_structuur\2007\m07\7_0707b.csv | 604
XR2-4 | A_PoliV3_P_All | 2 | 7_0707c.csv | F:\UPOD\Cell_DLE\CSV_files_raw_nieuwe_structuur\2007\m07 | F:\UPOD\Cell_DLE\CSV_files_raw_nieuwe_structuur\2007\m07\7_0707c.csv | 1001
XR2-4 | A_PoliV3_P_All | 2 | 7_0707d.csv | F:\UPOD\Cell_DLE\CSV_files_raw_nieuwe_structuur\2007\m07 | F:\UPOD\Cell_DLE\CSV_files_raw_nieuwe_structuur\2007\m07\7_0707d.csv | 571
XR2-4 | A_PoliV3_P_All | 2 | 7_0708c.csv | F:\UPOD\Cell_DLE\CSV_files_raw_nieuwe_structuur\2007\m08 | F:\UPOD\Cell_DLE\CSV_files_raw_nieuwe_structuur\2007\m08\7_0708c.csv | 1001
XR2-4 | A_PoliV3_P_All | 2 | 7_0708d.csv | F:\UPOD\Cell_DLE\CSV_files_raw_nieuwe_structuur\2007\m08 | F:\UPOD\Cell_DLE\CSV_files_raw_nieuwe_structuur\2007\m08\7_0708d.csv | 473
XR2-4 | A_PoliV3_P_All | 2 | 7_0709a.csv | F:\UPOD\Cell_DLE\CSV_files_raw_nieuwe_structuur\2007\m09 | F:\UPOD\Cell_DLE\CSV_files_raw_nieuwe_structuur\2007\m09\7_0709a.csv | 1001
XR2-4 | A_PoliV3_P_All | 2 | 7_0709b.csv | F:\UPOD\Cell_DLE\CSV_files_raw_nieuwe_structuur\2007\m09 | F:\UPOD\Cell_DLE\CSV_files_raw_nieuwe_structuur\2007\m09\7_0709b.csv | 393
XR2-4 | A_PoliV3_P_All | 2 | 7_0709c.csv | F:\UPOD\Cell_DLE\CSV_files_raw_nieuwe_structuur\2007\m09 | F:\UPOD\Cell_DLE\CSV_files_raw_nieuwe_structuur\2007\m09\7_0709c.csv | 1001
XR2-4 | A_PoliV3_P_All | 2 | 7_0709d.csv | F:\UPOD\Cell_DLE\CSV_files_raw_nieuwe_structuur\2007\m09 | F:\UPOD\Cell_DLE\CSV_files_raw_nieuwe_structuur\2007\m09\7_0709d.csv | 424
XR2-4 | A_PoliV3_P_All | 2 | 7_0804ax.csv | F:\UPOD\Cell_DLE\CSV_files_raw_nieuwe_structuur\2008\K2\T05 | F:\UPOD\Cell_DLE\CSV_files_raw_nieuwe_structuur\2008\K2\T05\7_0804ax.csv | 1000
XR2-4 | A_PoliV3_P_All | 2 | 7_0806a.csv | F:\UPOD\Cell_DLE\CSV_files_raw_nieuwe_structuur\2006\m08 | F:\UPOD\Cell_DLE\CSV_files_raw_nieuwe_structuur\2006\m08\7_0806a.csv | 1001
XR2-4 | A_PoliV3_P_All | 2 | 7_0806b.csv | F:\UPOD\Cell_DLE\CSV_files_raw_nieuwe_structuur\2006\m08 | F:\UPOD\Cell_DLE\CSV_files_raw_nieuwe_structuur\2006\m08\7_0806b.csv | 605
XR2-4 | A_PoliV3_P_All | 2 | 7_0806d.csv | F:\UPOD\Cell_DLE\CSV_files_raw_nieuwe_structuur\2006\m08 | F:\UPOD\Cell_DLE\CSV_files_raw_nieuwe_structuur\2006\m08\7_0806d.csv | 1001
XR2-4 | A_PoliV3_P_All | 2 | 7_0806e.csv | F:\UPOD\Cell_DLE\CSV_files_raw_nieuwe_structuur\2006\m08 | F:\UPOD\Cell_DLE\CSV_files_raw_nieuwe_structuur\2006\m08\7_0806e.csv | 643
XR2-4 | A_PoliV3_P_All | 2 | 7_0807a.csv | F:\UPOD\Cell_DLE\CSV_files_raw_nieuwe_structuur\2007\m08 | F:\UPOD\Cell_DLE\CSV_files_raw_nieuwe_structuur\2007\m08\7_0807a.csv | 1001
XR2-4 | A_PoliV3_P_All | 2 | 7_0807b.csv | F:\UPOD\Cell_DLE\CSV_files_raw_nieuwe_structuur\2007\m08 | F:\UPOD\Cell_DLE\CSV_files_raw_nieuwe_structuur\2007\m08\7_0807b.csv | 596
XR2-4 | A_PoliV3_P_All | 2 | 7_0906a.csv | F:\UPOD\Cell_DLE\CSV_files_raw_nieuwe_structuur\2006\m09 | F:\UPOD\Cell_DLE\CSV_files_raw_nieuwe_structuur\2006\m09\7_0906a.csv | 1001
XR2-4 | A_PoliV3_P_All | 2 | 7_0906b.csv | F:\UPOD\Cell_DLE\CSV_files_raw_nieuwe_structuur\2006\m09 | F:\UPOD\Cell_DLE\CSV_files_raw_nieuwe_structuur\2006\m09\7_0906b.csv | 628
XR2-4 | A_PoliV3_P_All | 2 | 7_0906c.csv | F:\UPOD\Cell_DLE\CSV_files_raw_nieuwe_structuur\2006\m09 | F:\UPOD\Cell_DLE\CSV_files_raw_nieuwe_structuur\2006\m09\7_0906c.csv | 1001
XR2-4 | A_PoliV3_P_All | 2 | 7_0906d.csv | F:\UPOD\Cell_DLE\CSV_files_raw_nieuwe_structuur\2006\m09 | F:\UPOD\Cell_DLE\CSV_files_raw_nieuwe_structuur\2006\m09\7_0906d.csv | 436
XR2-4 | A_PoliV3_P_All | 2 | 7_1006C.CSV | F:\UPOD\Cell_DLE\CSV_files_raw_nieuwe_structuur\2006\m10 | F:\UPOD\Cell_DLE\CSV_files_raw_nieuwe_structuur\2006\m10\7_1006C.CSV | 1001
XR2-4 | A_PoliV3_P_All | 2 | 7_1006D.CSV | F:\UPOD\Cell_DLE\CSV_files_raw_nieuwe_structuur\2006\m10 | F:\UPOD\Cell_DLE\CSV_files_raw_nieuwe_structuur\2006\m10\7_1006D.CSV | 762
XR2-4 | A_PoliV3_P_All | 2 | 7_1006a.csv | F:\UPOD\Cell_DLE\CSV_files_raw_nieuwe_structuur\2006\m10 | F:\UPOD\Cell_DLE\CSV_files_raw_nieuwe_structuur\2006\m10\7_1006a.csv | 1001
XR2-4 | A_PoliV3_P_All | 2 | 7_1006b.csv | F:\UPOD\Cell_DLE\CSV_files_raw_nieuwe_structuur\2006\m10 | F:\UPOD\Cell_DLE\CSV_files_raw_nieuwe_structuur\2006\m10\7_1006b.csv | 557
XR2-4 | A_PoliV3_P_All | 2 | 7_1007A.CSV | F:\UPOD\Cell_DLE\CSV_files_raw_nieuwe_structuur\2007\m10 | F:\UPOD\Cell_DLE\CSV_files_raw_nieuwe_structuur\2007\m10\7_1007A.CSV | 1001
XR2-4 | A_PoliV3_P_All | 2 | 7_1007b.csv | F:\UPOD\Cell_DLE\CSV_files_raw_nieuwe_structuur\2007\m10 | F:\UPOD\Cell_DLE\CSV_files_raw_nieuwe_structuur\2007\m10\7_1007b.csv | 620
XR2-4 | A_PoliV3_P_All | 2 | 7_1007c.csv | F:\UPOD\Cell_DLE\CSV_files_raw_nieuwe_structuur\2007\m10 | F:\UPOD\Cell_DLE\CSV_files_raw_nieuwe_structuur\2007\m10\7_1007c.csv | 1001
XR2-4 | A_PoliV3_P_All | 2 | 7_1007d.csv | F:\UPOD\Cell_DLE\CSV_files_raw_nieuwe_structuur\2007\m10 | F:\UPOD\Cell_DLE\CSV_files_raw_nieuwe_structuur\2007\m10\7_1007d.csv | 428
XR2-4 | A_PoliV3_P_All | 2 | 7_1106A.CSV | F:\UPOD\Cell_DLE\CSV_files_raw_nieuwe_structuur\2006\m11 | F:\UPOD\Cell_DLE\CSV_files_raw_nieuwe_structuur\2006\m11\7_1106A.CSV | 1001
XR2-4 | A_PoliV3_P_All | 2 | 7_1106B.CSV | F:\UPOD\Cell_DLE\CSV_files_raw_nieuwe_structuur\2006\m11 | F:\UPOD\Cell_DLE\CSV_files_raw_nieuwe_structuur\2006\m11\7_1106B.CSV | 693
XR2-4 | A_PoliV3_P_All | 2 | 7_1106c.csv | F:\UPOD\Cell_DLE\CSV_files_raw_nieuwe_structuur\2006\m11 | F:\UPOD\Cell_DLE\CSV_files_raw_nieuwe_structuur\2006\m11\7_1106c.csv | 1001
XR2-4 | A_PoliV3_P_All | 2 | 7_1107a.csv | F:\UPOD\Cell_DLE\CSV_files_raw_nieuwe_structuur\2007\m11 | F:\UPOD\Cell_DLE\CSV_files_raw_nieuwe_structuur\2007\m11\7_1107a.csv | 1001
XR2-4 | A_PoliV3_P_All | 2 | 7_1107b.csv | F:\UPOD\Cell_DLE\CSV_files_raw_nieuwe_structuur\2007\m11 | F:\UPOD\Cell_DLE\CSV_files_raw_nieuwe_structuur\2007\m11\7_1107b.csv | 595
XR2-4 | A_PoliV3_P_All | 2 | 7_1107c.csv | F:\UPOD\Cell_DLE\CSV_files_raw_nieuwe_structuur\2007\m11 | F:\UPOD\Cell_DLE\CSV_files_raw_nieuwe_structuur\2007\m11\7_1107c.csv | 1001
XR2-4 | A_PoliV3_P_All | 2 | 7_1107d.csv | F:\UPOD\Cell_DLE\CSV_files_raw_nieuwe_structuur\2007\m11 | F:\UPOD\Cell_DLE\CSV_files_raw_nieuwe_structuur\2007\m11\7_1107d.csv | 552
XR2-4 | A_PoliV3_P_All | 2 | 7_1206a.csv | F:\UPOD\Cell_DLE\CSV_files_raw_nieuwe_structuur\2006\m12 | F:\UPOD\Cell_DLE\CSV_files_raw_nieuwe_structuur\2006\m12\7_1206a.csv | 1001
XR2-4 | A_PoliV3_P_All | 2 | 7_1206b.csv | F:\UPOD\Cell_DLE\CSV_files_raw_nieuwe_structuur\2006\m12 | F:\UPOD\Cell_DLE\CSV_files_raw_nieuwe_structuur\2006\m12\7_1206b.csv | 1001
XR2-4 | A_PoliV3_P_All | 2 | 7_1206c.csv | F:\UPOD\Cell_DLE\CSV_files_raw_nieuwe_structuur\2006\m12 | F:\UPOD\Cell_DLE\CSV_files_raw_nieuwe_structuur\2006\m12\7_1206c.csv | 148
XR2-4 | A_PoliV3_P_All | 2 | 7_1207A.CSV | F:\UPOD\Cell_DLE\CSV_files_raw_nieuwe_structuur\2007\m12 | F:\UPOD\Cell_DLE\CSV_files_raw_nieuwe_structuur\2007\m12\7_1207A.CSV | 1101
XR2-4 | A_PoliV3_P_All | 2 | 7_1207B.CSV | F:\UPOD\Cell_DLE\CSV_files_raw_nieuwe_structuur\2007\m12 | F:\UPOD\Cell_DLE\CSV_files_raw_nieuwe_structuur\2007\m12\7_1207B.CSV | 1102
XR2-4 | A_PoliV3_P_All | 2 | 7_1207C.CSV | F:\UPOD\Cell_DLE\CSV_files_raw_nieuwe_structuur\2007\m12 | F:\UPOD\Cell_DLE\CSV_files_raw_nieuwe_structuur\2007\m12\7_1207C.CSV | 1001
XR2-4 | A_PoliV3_P_All | 2 | 7_1207D.CSV | F:\UPOD\Cell_DLE\CSV_files_raw_nieuwe_structuur\2007\m12 | F:\UPOD\Cell_DLE\CSV_files_raw_nieuwe_structuur\2007\m12\7_1207D.CSV | 294
XR2-4 | M_All | 1 | 5_1003em.csv | F:\UPOD\Cell_DLE\CSV_files_raw_nieuwe_structuur\2010\S005_serie2\m_all | F:\UPOD\Cell_DLE\CSV_files_raw_nieuwe_structuur\2010\S005_serie2\m_all\5_1003em.csv | 1000
XR2-4 | P_All | 1 | 5_1003ep.csv | F:\UPOD\Cell_DLE\CSV_files_raw_nieuwe_structuur\2010\S005_serie2\p_all | F:\UPOD\Cell_DLE\CSV_files_raw_nieuwe_structuur\2010\S005_serie2\p_all\5_1003ep.csv | 1000
XR2-5 | A_PoliV3 | 1 | 5_1003fa.csv | F:\UPOD\Cell_DLE\CSV_files_raw_nieuwe_structuur\2010\S005_serie2\A_sap15 | F:\UPOD\Cell_DLE\CSV_files_raw_nieuwe_structuur\2010\S005_serie2\A_sap15\5_1003fa.csv | 1000
XR2-5 | A_PoliV3 | 1 | 5_1003ga.csv | F:\UPOD\Cell_DLE\CSV_files_raw_nieuwe_structuur\2010\S005_serie2\A_sap15 | F:\UPOD\Cell_DLE\CSV_files_raw_nieuwe_structuur\2010\S005_serie2\A_sap15\5_1003ga.csv | 987
XR2-5 | A_PoliV3_P_All | 2 | 1_0905a.csv | F:\UPOD\Cell_DLE\CSV_files_raw_nieuwe_structuur\2009\K2\T05 | F:\UPOD\Cell_DLE\CSV_files_raw_nieuwe_structuur\2009\K2\T05\1_0905a.csv | 1000
XR2-5 | A_PoliV3_P_All | 2 | 1_0905b.csv | F:\UPOD\Cell_DLE\CSV_files_raw_nieuwe_structuur\2009\K2\T05 | F:\UPOD\Cell_DLE\CSV_files_raw_nieuwe_structuur\2009\K2\T05\1_0905b.csv | 1000
XR2-5 | A_PoliV3_P_All | 2 | 1_0905c.csv | F:\UPOD\Cell_DLE\CSV_files_raw_nieuwe_structuur\2009\K2\T05 | F:\UPOD\Cell_DLE\CSV_files_raw_nieuwe_structuur\2009\K2\T05\1_0905c.csv | 1000
XR2-5 | A_PoliV3_P_All | 2 | 1_0905d.csv | F:\UPOD\Cell_DLE\CSV_files_raw_nieuwe_structuur\2009\K2\T05 | F:\UPOD\Cell_DLE\CSV_files_raw_nieuwe_structuur\2009\K2\T05\1_0905d.csv | 1000
XR2-5 | A_PoliV3_P_All | 2 | 1_0905e.csv | F:\UPOD\Cell_DLE\CSV_files_raw_nieuwe_structuur\2009\K2\T05 | F:\UPOD\Cell_DLE\CSV_files_raw_nieuwe_structuur\2009\K2\T05\1_0905e.csv | 1000
XR2-5 | A_PoliV3_P_All | 2 | 1_0905f.csv | F:\UPOD\Cell_DLE\CSV_files_raw_nieuwe_structuur\2009\K2\T05 | F:\UPOD\Cell_DLE\CSV_files_raw_nieuwe_structuur\2009\K2\T05\1_0905f.csv | 1000
XR2-5 | A_PoliV3_P_All | 2 | 1_0905g.csv | F:\UPOD\Cell_DLE\CSV_files_raw_nieuwe_structuur\2009\K2\T05 | F:\UPOD\Cell_DLE\CSV_files_raw_nieuwe_structuur\2009\K2\T05\1_0905g.csv | 1000
XR2-5 | A_PoliV3_P_All | 2 | 1_0905h.csv | F:\UPOD\Cell_DLE\CSV_files_raw_nieuwe_structuur\2009\K2\T05 | F:\UPOD\Cell_DLE\CSV_files_raw_nieuwe_structuur\2009\K2\T05\1_0905h.csv | 1000
XR2-5 | A_PoliV3_P_All | 2 | 1_0905i.csv | F:\UPOD\Cell_DLE\CSV_files_raw_nieuwe_structuur\2009\K2\T05 | F:\UPOD\Cell_DLE\CSV_files_raw_nieuwe_structuur\2009\K2\T05\1_0905i.csv | 1000
XR2-5 | A_PoliV3_P_All | 2 | 1_0905j.csv | F:\UPOD\Cell_DLE\CSV_files_raw_nieuwe_structuur\2009\K2\T05 | F:\UPOD\Cell_DLE\CSV_files_raw_nieuwe_structuur\2009\K2\T05\1_0905j.csv | 1000
XR2-5 | A_PoliV3_P_All | 2 | 1_0905k.csv | F:\UPOD\Cell_DLE\CSV_files_raw_nieuwe_structuur\2009\K2\T05 | F:\UPOD\Cell_DLE\CSV_files_raw_nieuwe_structuur\2009\K2\T05\1_0905k.csv | 1000
XR2-5 | A_PoliV3_P_All | 2 | 1_0905l.csv | F:\UPOD\Cell_DLE\CSV_files_raw_nieuwe_structuur\2009\K2\T05 | F:\UPOD\Cell_DLE\CSV_files_raw_nieuwe_structuur\2009\K2\T05\1_0905l.csv | 1000
XR2-5 | A_PoliV3_P_All | 2 | 1_0905m.csv | F:\UPOD\Cell_DLE\CSV_files_raw_nieuwe_structuur\2009\K2\T05 | F:\UPOD\Cell_DLE\CSV_files_raw_nieuwe_structuur\2009\K2\T05\1_0905m.csv | 1000
XR2-5 | A_PoliV3_P_All | 2 | 1_0905n.csv | F:\UPOD\Cell_DLE\CSV_files_raw_nieuwe_structuur\2009\K2\T05 | F:\UPOD\Cell_DLE\CSV_files_raw_nieuwe_structuur\2009\K2\T05\1_0905n.csv | 1000
XR2-5 | A_PoliV3_P_All | 2 | 1_0906a.csv | F:\UPOD\Cell_DLE\CSV_files_raw_nieuwe_structuur\2009\K2\T05 | F:\UPOD\Cell_DLE\CSV_files_raw_nieuwe_structuur\2009\K2\T05\1_0906a.csv | 1000
XR2-5 | A_PoliV3_P_All | 2 | 1_0906b.csv | F:\UPOD\Cell_DLE\CSV_files_raw_nieuwe_structuur\2009\K2\T05 | F:\UPOD\Cell_DLE\CSV_files_raw_nieuwe_structuur\2009\K2\T05\1_0906b.csv | 900
XR2-5 | A_PoliV3_P_All | 2 | 1_0906c.csv | F:\UPOD\Cell_DLE\CSV_files_raw_nieuwe_structuur\2009\K2\T05 | F:\UPOD\Cell_DLE\CSV_files_raw_nieuwe_structuur\2009\K2\T05\1_0906c.csv | 1000
XR2-5 | A_PoliV3_P_All | 2 | 1_0906d.csv | F:\UPOD\Cell_DLE\CSV_files_raw_nieuwe_structuur\2009\K2\T05 | F:\UPOD\Cell_DLE\CSV_files_raw_nieuwe_structuur\2009\K2\T05\1_0906d.csv | 1000
XR2-5 | A_PoliV3_P_All | 2 | 1_0906e.csv | F:\UPOD\Cell_DLE\CSV_files_raw_nieuwe_structuur\2009\K2\T05 | F:\UPOD\Cell_DLE\CSV_files_raw_nieuwe_structuur\2009\K2\T05\1_0906e.csv | 1000
XR2-5 | A_PoliV3_P_All | 2 | 1_0906f.csv | F:\UPOD\Cell_DLE\CSV_files_raw_nieuwe_structuur\2009\K2\T05 | F:\UPOD\Cell_DLE\CSV_files_raw_nieuwe_structuur\2009\K2\T05\1_0906f.csv | 1000
XR2-5 | A_PoliV3_P_All | 2 | 1_0906g.csv | F:\UPOD\Cell_DLE\CSV_files_raw_nieuwe_structuur\2009\K2\T05 | F:\UPOD\Cell_DLE\CSV_files_raw_nieuwe_structuur\2009\K2\T05\1_0906g.csv | 1000
XR2-5 | A_PoliV3_P_All | 2 | 1_0906h.csv | F:\UPOD\Cell_DLE\CSV_files_raw_nieuwe_structuur\2009\K3\T05 | F:\UPOD\Cell_DLE\CSV_files_raw_nieuwe_structuur\2009\K3\T05\1_0906h.csv | 1000
XR2-5 | A_PoliV3_P_All | 2 | 1_0906i.csv | F:\UPOD\Cell_DLE\CSV_files_raw_nieuwe_structuur\2009\K3\T05 | F:\UPOD\Cell_DLE\CSV_files_raw_nieuwe_structuur\2009\K3\T05\1_0906i.csv | 1000
XR2-5 | A_PoliV3_P_All | 2 | 1_0906j.csv | F:\UPOD\Cell_DLE\CSV_files_raw_nieuwe_structuur\2009\K3\T05 | F:\UPOD\Cell_DLE\CSV_files_raw_nieuwe_structuur\2009\K3\T05\1_0906j.csv | 1000
XR2-5 | A_PoliV3_P_All | 2 | 1_0907a.csv | F:\UPOD\Cell_DLE\CSV_files_raw_nieuwe_structuur\2009\K3\T05 | F:\UPOD\Cell_DLE\CSV_files_raw_nieuwe_structuur\2009\K3\T05\1_0907a.csv | 1000
XR2-5 | A_PoliV3_P_All | 2 | 1_0907b.csv | F:\UPOD\Cell_DLE\CSV_files_raw_nieuwe_structuur\2009\K3\T05 | F:\UPOD\Cell_DLE\CSV_files_raw_nieuwe_structuur\2009\K3\T05\1_0907b.csv | 1000
XR2-5 | A_PoliV3_P_All | 2 | 1_0907c.csv | F:\UPOD\Cell_DLE\CSV_files_raw_nieuwe_structuur\2009\K3\T05 | F:\UPOD\Cell_DLE\CSV_files_raw_nieuwe_structuur\2009\K3\T05\1_0907c.csv | 1000
XR2-5 | A_PoliV3_P_All | 2 | 1_0907d.csv | F:\UPOD\Cell_DLE\CSV_files_raw_nieuwe_structuur\2009\K3\T05 | F:\UPOD\Cell_DLE\CSV_files_raw_nieuwe_structuur\2009\K3\T05\1_0907d.csv | 1000
XR2-5 | A_PoliV3_P_All | 2 | 1_0907e.csv | F:\UPOD\Cell_DLE\CSV_files_raw_nieuwe_structuur\2009\K3\T05 | F:\UPOD\Cell_DLE\CSV_files_raw_nieuwe_structuur\2009\K3\T05\1_0907e.csv | 1000
XR2-5 | A_PoliV3_P_All | 2 | 1_0907f.csv | F:\UPOD\Cell_DLE\CSV_files_raw_nieuwe_structuur\2009\K3\T05 | F:\UPOD\Cell_DLE\CSV_files_raw_nieuwe_structuur\2009\K3\T05\1_0907f.csv | 1000
XR2-5 | A_PoliV3_P_All | 2 | 1_0907g.csv | F:\UPOD\Cell_DLE\CSV_files_raw_nieuwe_structuur\2009\K3\T05 | F:\UPOD\Cell_DLE\CSV_files_raw_nieuwe_structuur\2009\K3\T05\1_0907g.csv | 1000
XR2-5 | A_PoliV3_P_All | 2 | 1_0907h.csv | F:\UPOD\Cell_DLE\CSV_files_raw_nieuwe_structuur\2009\K3\T05 | F:\UPOD\Cell_DLE\CSV_files_raw_nieuwe_structuur\2009\K3\T05\1_0907h.csv | 1000
XR2-5 | A_PoliV3_P_All | 2 | 1_0907i.csv | F:\UPOD\Cell_DLE\CSV_files_raw_nieuwe_structuur\2009\K3\T05 | F:\UPOD\Cell_DLE\CSV_files_raw_nieuwe_structuur\2009\K3\T05\1_0907i.csv | 1000
XR2-5 | A_PoliV3_P_All | 2 | 1_0907j.csv | F:\UPOD\Cell_DLE\CSV_files_raw_nieuwe_structuur\2009\K3\T05 | F:\UPOD\Cell_DLE\CSV_files_raw_nieuwe_structuur\2009\K3\T05\1_0907j.csv | 1000
XR2-5 | A_PoliV3_P_All | 2 | 1_0908a.csv | F:\UPOD\Cell_DLE\CSV_files_raw_nieuwe_structuur\2009\K3\T05 | F:\UPOD\Cell_DLE\CSV_files_raw_nieuwe_structuur\2009\K3\T05\1_0908a.csv | 1000
XR2-5 | A_PoliV3_P_All | 2 | 1_0908b.csv | F:\UPOD\Cell_DLE\CSV_files_raw_nieuwe_structuur\2009\K3\T05 | F:\UPOD\Cell_DLE\CSV_files_raw_nieuwe_structuur\2009\K3\T05\1_0908b.csv | 1000
XR2-5 | A_PoliV3_P_All | 2 | 1_0908c.csv | F:\UPOD\Cell_DLE\CSV_files_raw_nieuwe_structuur\2009\K3\T05 | F:\UPOD\Cell_DLE\CSV_files_raw_nieuwe_structuur\2009\K3\T05\1_0908c.csv | 1000
XR2-5 | A_PoliV3_P_All | 2 | 1_0908d.csv | F:\UPOD\Cell_DLE\CSV_files_raw_nieuwe_structuur\2009\K3\T05 | F:\UPOD\Cell_DLE\CSV_files_raw_nieuwe_structuur\2009\K3\T05\1_0908d.csv | 1000
XR2-5 | A_PoliV3_P_All | 2 | 1_0908e.csv | F:\UPOD\Cell_DLE\CSV_files_raw_nieuwe_structuur\2009\K3\T05 | F:\UPOD\Cell_DLE\CSV_files_raw_nieuwe_structuur\2009\K3\T05\1_0908e.csv | 1000
XR2-5 | A_PoliV3_P_All | 2 | 1_0908f.csv | F:\UPOD\Cell_DLE\CSV_files_raw_nieuwe_structuur\2009\K3\T05 | F:\UPOD\Cell_DLE\CSV_files_raw_nieuwe_structuur\2009\K3\T05\1_0908f.csv | 1000
XR2-5 | A_PoliV3_P_All | 2 | 1_0908g.csv | F:\UPOD\Cell_DLE\CSV_files_raw_nieuwe_structuur\2009\K3\T05 | F:\UPOD\Cell_DLE\CSV_files_raw_nieuwe_structuur\2009\K3\T05\1_0908g.csv | 1000
XR2-5 | A_PoliV3_P_All | 2 | 1_0908h.csv | F:\UPOD\Cell_DLE\CSV_files_raw_nieuwe_structuur\2009\K3\T05 | F:\UPOD\Cell_DLE\CSV_files_raw_nieuwe_structuur\2009\K3\T05\1_0908h.csv | 1000
XR2-5 | A_PoliV3_P_All | 2 | 1_0909a.csv | F:\UPOD\Cell_DLE\CSV_files_raw_nieuwe_structuur\2009\K3\T05 | F:\UPOD\Cell_DLE\CSV_files_raw_nieuwe_structuur\2009\K3\T05\1_0909a.csv | 1000
XR2-5 | A_PoliV3_P_All | 2 | 1_0909b.csv | F:\UPOD\Cell_DLE\CSV_files_raw_nieuwe_structuur\2009\K3\T05 | F:\UPOD\Cell_DLE\CSV_files_raw_nieuwe_structuur\2009\K3\T05\1_0909b.csv | 1000
XR2-5 | A_PoliV3_P_All | 2 | 1_0909c.csv | F:\UPOD\Cell_DLE\CSV_files_raw_nieuwe_structuur\2009\K3\T05 | F:\UPOD\Cell_DLE\CSV_files_raw_nieuwe_structuur\2009\K3\T05\1_0909c.csv | 1000
XR2-5 | A_PoliV3_P_All | 2 | 1_0909d.csv | F:\UPOD\Cell_DLE\CSV_files_raw_nieuwe_structuur\2009\K3\T05 | F:\UPOD\Cell_DLE\CSV_files_raw_nieuwe_structuur\2009\K3\T05\1_0909d.csv | 1000
XR2-5 | A_PoliV3_P_All | 2 | 1_0909e.csv | F:\UPOD\Cell_DLE\CSV_files_raw_nieuwe_structuur\2009\K3\T05 | F:\UPOD\Cell_DLE\CSV_files_raw_nieuwe_structuur\2009\K3\T05\1_0909e.csv | 760
XR2-5 | A_PoliV3_P_All | 2 | 1_0909f.csv | F:\UPOD\Cell_DLE\CSV_files_raw_nieuwe_structuur\2009\K4\T05 | F:\UPOD\Cell_DLE\CSV_files_raw_nieuwe_structuur\2009\K4\T05\1_0909f.csv | 1000
XR2-5 | A_PoliV3_P_All | 2 | 1_0909g.csv | F:\UPOD\Cell_DLE\CSV_files_raw_nieuwe_structuur\2009\K4\T05 | F:\UPOD\Cell_DLE\CSV_files_raw_nieuwe_structuur\2009\K4\T05\1_0909g.csv | 1000
XR2-5 | A_PoliV3_P_All | 2 | 1_0909h.csv | F:\UPOD\Cell_DLE\CSV_files_raw_nieuwe_structuur\2009\K4\T05 | F:\UPOD\Cell_DLE\CSV_files_raw_nieuwe_structuur\2009\K4\T05\1_0909h.csv | 1000
XR2-5 | A_PoliV3_P_All | 2 | 1_0909i.csv | F:\UPOD\Cell_DLE\CSV_files_raw_nieuwe_structuur\2009\K4\T05 | F:\UPOD\Cell_DLE\CSV_files_raw_nieuwe_structuur\2009\K4\T05\1_0909i.csv | 1000
XR2-5 | A_PoliV3_P_All | 2 | 1_0910a.csv | F:\UPOD\Cell_DLE\CSV_files_raw_nieuwe_structuur\2009\K4\T05 | F:\UPOD\Cell_DLE\CSV_files_raw_nieuwe_structuur\2009\K4\T05\1_0910a.csv | 1000
XR2-5 | A_PoliV3_P_All | 2 | 1_0910b.csv | F:\UPOD\Cell_DLE\CSV_files_raw_nieuwe_structuur\2009\K4\T05 | F:\UPOD\Cell_DLE\CSV_files_raw_nieuwe_structuur\2009\K4\T05\1_0910b.csv | 1000
XR2-5 | A_PoliV3_P_All | 2 | 1_0910c.csv | F:\UPOD\Cell_DLE\CSV_files_raw_nieuwe_structuur\2009\K4\T05 | F:\UPOD\Cell_DLE\CSV_files_raw_nieuwe_structuur\2009\K4\T05\1_0910c.csv | 1000
XR2-5 | A_PoliV3_P_All | 2 | 1_0910d.csv | F:\UPOD\Cell_DLE\CSV_files_raw_nieuwe_structuur\2009\K4\T05 | F:\UPOD\Cell_DLE\CSV_files_raw_nieuwe_structuur\2009\K4\T05\1_0910d.csv | 1000
XR2-5 | A_PoliV3_P_All | 2 | 1_0910e.csv | F:\UPOD\Cell_DLE\CSV_files_raw_nieuwe_structuur\2009\K4\T05 | F:\UPOD\Cell_DLE\CSV_files_raw_nieuwe_structuur\2009\K4\T05\1_0910e.csv | 1000
XR2-5 | A_PoliV3_P_All | 2 | 1_0910f.csv | F:\UPOD\Cell_DLE\CSV_files_raw_nieuwe_structuur\2009\K4\T05 | F:\UPOD\Cell_DLE\CSV_files_raw_nieuwe_structuur\2009\K4\T05\1_0910f.csv | 1000
XR2-5 | A_PoliV3_P_All | 2 | 1_0910g.csv | F:\UPOD\Cell_DLE\CSV_files_raw_nieuwe_structuur\2009\K4\T05 | F:\UPOD\Cell_DLE\CSV_files_raw_nieuwe_structuur\2009\K4\T05\1_0910g.csv | 1000
XR2-5 | A_PoliV3_P_All | 2 | 1_0911a.csv | F:\UPOD\Cell_DLE\CSV_files_raw_nieuwe_structuur\2009\K4\T05 | F:\UPOD\Cell_DLE\CSV_files_raw_nieuwe_structuur\2009\K4\T05\1_0911a.csv | 1000
XR2-5 | A_PoliV3_P_All | 2 | 1_0911b.csv | F:\UPOD\Cell_DLE\CSV_files_raw_nieuwe_structuur\2009\K4\T05 | F:\UPOD\Cell_DLE\CSV_files_raw_nieuwe_structuur\2009\K4\T05\1_0911b.csv | 1000
XR2-5 | A_PoliV3_P_All | 2 | 1_0911c.csv | F:\UPOD\Cell_DLE\CSV_files_raw_nieuwe_structuur\2009\K4\T05 | F:\UPOD\Cell_DLE\CSV_files_raw_nieuwe_structuur\2009\K4\T05\1_0911c.csv | 1000
XR2-5 | A_PoliV3_P_All | 2 | 1_0911d.csv | F:\UPOD\Cell_DLE\CSV_files_raw_nieuwe_structuur\2009\K4\T05 | F:\UPOD\Cell_DLE\CSV_files_raw_nieuwe_structuur\2009\K4\T05\1_0911d.csv | 1000
XR2-5 | A_PoliV3_P_All | 2 | 1_0911e.csv | F:\UPOD\Cell_DLE\CSV_files_raw_nieuwe_structuur\2009\K4\T05 | F:\UPOD\Cell_DLE\CSV_files_raw_nieuwe_structuur\2009\K4\T05\1_0911e.csv | 1000
XR2-5 | A_PoliV3_P_All | 2 | 1_0911f.csv | F:\UPOD\Cell_DLE\CSV_files_raw_nieuwe_structuur\2009\K4\T05 | F:\UPOD\Cell_DLE\CSV_files_raw_nieuwe_structuur\2009\K4\T05\1_0911f.csv | 1000
XR2-5 | A_PoliV3_P_All | 2 | 1_0911g.csv | F:\UPOD\Cell_DLE\CSV_files_raw_nieuwe_structuur\2009\K4\T05 | F:\UPOD\Cell_DLE\CSV_files_raw_nieuwe_structuur\2009\K4\T05\1_0911g.csv | 1145
XR2-5 | A_PoliV3_P_All | 2 | 1_0911h.csv | F:\UPOD\Cell_DLE\CSV_files_raw_nieuwe_structuur\2009\K4\T05 | F:\UPOD\Cell_DLE\CSV_files_raw_nieuwe_structuur\2009\K4\T05\1_0911h.csv | 1000
XR2-5 | A_PoliV3_P_All | 2 | 1_0912a.csv | F:\UPOD\Cell_DLE\CSV_files_raw_nieuwe_structuur\2009\K4\T05 | F:\UPOD\Cell_DLE\CSV_files_raw_nieuwe_structuur\2009\K4\T05\1_0912a.csv | 1000
XR2-5 | A_PoliV3_P_All | 2 | 1_0912b.csv | F:\UPOD\Cell_DLE\CSV_files_raw_nieuwe_structuur\2009\K4\T05 | F:\UPOD\Cell_DLE\CSV_files_raw_nieuwe_structuur\2009\K4\T05\1_0912b.csv | 1000
XR2-5 | A_PoliV3_P_All | 2 | 1_0912c.csv | F:\UPOD\Cell_DLE\CSV_files_raw_nieuwe_structuur\2009\K4\T05 | F:\UPOD\Cell_DLE\CSV_files_raw_nieuwe_structuur\2009\K4\T05\1_0912c.csv | 1000
XR2-5 | A_PoliV3_P_All | 2 | 1_0912d.csv | F:\UPOD\Cell_DLE\CSV_files_raw_nieuwe_structuur\2009\K4\T05 | F:\UPOD\Cell_DLE\CSV_files_raw_nieuwe_structuur\2009\K4\T05\1_0912d.csv | 967
XR2-5 | A_PoliV3_P_All | 2 | 1_0912e.csv | F:\UPOD\Cell_DLE\CSV_files_raw_nieuwe_structuur\2009\K4\T05 | F:\UPOD\Cell_DLE\CSV_files_raw_nieuwe_structuur\2009\K4\T05\1_0912e.csv | 1000
XR2-5 | A_PoliV3_P_All | 2 | 1_0912f.csv | F:\UPOD\Cell_DLE\CSV_files_raw_nieuwe_structuur\2009\K4\T05 | F:\UPOD\Cell_DLE\CSV_files_raw_nieuwe_structuur\2009\K4\T05\1_0912f.csv | 1000
XR2-5 | A_PoliV3_P_All | 2 | 1_0912g.csv | F:\UPOD\Cell_DLE\CSV_files_raw_nieuwe_structuur\2009\K4\T05 | F:\UPOD\Cell_DLE\CSV_files_raw_nieuwe_structuur\2009\K4\T05\1_0912g.csv | 1000
XR2-5 | A_PoliV3_P_All | 2 | 1_0912h.csv | F:\UPOD\Cell_DLE\CSV_files_raw_nieuwe_structuur\2009\K4\T05 | F:\UPOD\Cell_DLE\CSV_files_raw_nieuwe_structuur\2009\K4\T05\1_0912h.csv | 1000
XR2-5 | A_PoliV3_P_All | 2 | 1_0912i.csv | F:\UPOD\Cell_DLE\CSV_files_raw_nieuwe_structuur\2009\K4\T05 | F:\UPOD\Cell_DLE\CSV_files_raw_nieuwe_structuur\2009\K4\T05\1_0912i.csv | 1000
XR2-5 | A_PoliV3_P_All | 2 | 1_0912j.csv | F:\UPOD\Cell_DLE\CSV_files_raw_nieuwe_structuur\2009\K4\T05 | F:\UPOD\Cell_DLE\CSV_files_raw_nieuwe_structuur\2009\K4\T05\1_0912j.csv | 1000
XR2-5 | A_PoliV3_P_All | 2 | 1_0912k.csv | F:\UPOD\Cell_DLE\CSV_files_raw_nieuwe_structuur\2009\K4\T05 | F:\UPOD\Cell_DLE\CSV_files_raw_nieuwe_structuur\2009\K4\T05\1_0912k.csv | 890
XR2-5 | A_PoliV3_P_All | 2 | 1_1001a.csv | F:\UPOD\Cell_DLE\CSV_files_raw_nieuwe_structuur\2009\K4\T05 | F:\UPOD\Cell_DLE\CSV_files_raw_nieuwe_structuur\2009\K4\T05\1_1001a.csv | 1000
XR2-5 | A_PoliV3_P_All | 2 | 1_1001b.csv | F:\UPOD\Cell_DLE\CSV_files_raw_nieuwe_structuur\2009\K4\T05 | F:\UPOD\Cell_DLE\CSV_files_raw_nieuwe_structuur\2009\K4\T05\1_1001b.csv | 1000
XR2-5 | A_PoliV3_P_All | 2 | 1_1001c1.csv | F:\UPOD\Cell_DLE\CSV_files_raw_nieuwe_structuur\2009\K4\T05 | F:\UPOD\Cell_DLE\CSV_files_raw_nieuwe_structuur\2009\K4\T05\1_1001c1.csv | 168
XR2-5 | A_PoliV3_P_All | 2 | 1_1001c2.csv | F:\UPOD\Cell_DLE\CSV_files_raw_nieuwe_structuur\2010\K1\T05 | F:\UPOD\Cell_DLE\CSV_files_raw_nieuwe_structuur\2010\K1\T05\1_1001c2.csv | 832
XR2-5 | A_PoliV3_P_All | 2 | 1_1001d.csv | F:\UPOD\Cell_DLE\CSV_files_raw_nieuwe_structuur\2010\K1\T05 | F:\UPOD\Cell_DLE\CSV_files_raw_nieuwe_structuur\2010\K1\T05\1_1001d.csv | 517
XR2-5 | A_PoliV3_P_All | 2 | 1_1001e.csv | F:\UPOD\Cell_DLE\CSV_files_raw_nieuwe_structuur\2010\K1\T05 | F:\UPOD\Cell_DLE\CSV_files_raw_nieuwe_structuur\2010\K1\T05\1_1001e.csv | 1000
XR2-5 | A_PoliV3_P_All | 2 | 1_1001f.csv | F:\UPOD\Cell_DLE\CSV_files_raw_nieuwe_structuur\2010\K1\T05 | F:\UPOD\Cell_DLE\CSV_files_raw_nieuwe_structuur\2010\K1\T05\1_1001f.csv | 1000
XR2-5 | A_PoliV3_P_All | 2 | 1_1001g.csv | F:\UPOD\Cell_DLE\CSV_files_raw_nieuwe_structuur\2010\K1\T05 | F:\UPOD\Cell_DLE\CSV_files_raw_nieuwe_structuur\2010\K1\T05\1_1001g.csv | 1000
XR2-5 | A_PoliV3_P_All | 2 | 1_1001h.csv | F:\UPOD\Cell_DLE\CSV_files_raw_nieuwe_structuur\2010\K1\T05 | F:\UPOD\Cell_DLE\CSV_files_raw_nieuwe_structuur\2010\K1\T05\1_1001h.csv | 691
XR2-5 | A_PoliV3_P_All | 2 | 1_1001i.csv | F:\UPOD\Cell_DLE\CSV_files_raw_nieuwe_structuur\2010\K1\T05 | F:\UPOD\Cell_DLE\CSV_files_raw_nieuwe_structuur\2010\K1\T05\1_1001i.csv | 1000
XR2-5 | A_PoliV3_P_All | 2 | 1_1001j.csv | F:\UPOD\Cell_DLE\CSV_files_raw_nieuwe_structuur\2010\K1\T05 | F:\UPOD\Cell_DLE\CSV_files_raw_nieuwe_structuur\2010\K1\T05\1_1001j.csv | 1000
XR2-5 | A_PoliV3_P_All | 2 | 1_1002a.csv | F:\UPOD\Cell_DLE\CSV_files_raw_nieuwe_structuur\2010\K1\T05 | F:\UPOD\Cell_DLE\CSV_files_raw_nieuwe_structuur\2010\K1\T05\1_1002a.csv | 1000
XR2-5 | A_PoliV3_P_All | 2 | 1_1002b.csv | F:\UPOD\Cell_DLE\CSV_files_raw_nieuwe_structuur\2010\K1\T05 | F:\UPOD\Cell_DLE\CSV_files_raw_nieuwe_structuur\2010\K1\T05\1_1002b.csv | 1000
XR2-5 | A_PoliV3_P_All | 2 | 1_1002c.csv | F:\UPOD\Cell_DLE\CSV_files_raw_nieuwe_structuur\2010\K1\T05 | F:\UPOD\Cell_DLE\CSV_files_raw_nieuwe_structuur\2010\K1\T05\1_1002c.csv | 1000
XR2-5 | A_PoliV3_P_All | 2 | 1_1002d.csv | F:\UPOD\Cell_DLE\CSV_files_raw_nieuwe_structuur\2010\K1\T05 | F:\UPOD\Cell_DLE\CSV_files_raw_nieuwe_structuur\2010\K1\T05\1_1002d.csv | 1000
XR2-5 | A_PoliV3_P_All | 2 | 1_1002e.csv | F:\UPOD\Cell_DLE\CSV_files_raw_nieuwe_structuur\2010\K1\T05 | F:\UPOD\Cell_DLE\CSV_files_raw_nieuwe_structuur\2010\K1\T05\1_1002e.csv | 1000
XR2-5 | A_PoliV3_P_All | 2 | 1_1002f.csv | F:\UPOD\Cell_DLE\CSV_files_raw_nieuwe_structuur\2010\K1\T05 | F:\UPOD\Cell_DLE\CSV_files_raw_nieuwe_structuur\2010\K1\T05\1_1002f.csv | 1000
XR2-5 | A_PoliV3_P_All | 2 | 1_1002g.csv | F:\UPOD\Cell_DLE\CSV_files_raw_nieuwe_structuur\2010\K1\T05 | F:\UPOD\Cell_DLE\CSV_files_raw_nieuwe_structuur\2010\K1\T05\1_1002g.csv | 25
XR2-5 | A_PoliV3_P_All | 2 | 1_1002h.csv | F:\UPOD\Cell_DLE\CSV_files_raw_nieuwe_structuur\2010\K1\T05 | F:\UPOD\Cell_DLE\CSV_files_raw_nieuwe_structuur\2010\K1\T05\1_1002h.csv | 313
XR2-5 | A_PoliV3_P_All | 2 | 2_0905A.CSV | F:\UPOD\Cell_DLE\CSV_files_raw_nieuwe_structuur\2009\K2\T05 | F:\UPOD\Cell_DLE\CSV_files_raw_nieuwe_structuur\2009\K2\T05\2_0905A.CSV | 1000
XR2-5 | A_PoliV3_P_All | 2 | 2_0905B.CSV | F:\UPOD\Cell_DLE\CSV_files_raw_nieuwe_structuur\2009\K2\T05 | F:\UPOD\Cell_DLE\CSV_files_raw_nieuwe_structuur\2009\K2\T05\2_0905B.CSV | 1000
XR2-5 | A_PoliV3_P_All | 2 | 2_0905C.CSV | F:\UPOD\Cell_DLE\CSV_files_raw_nieuwe_structuur\2009\K2\T05 | F:\UPOD\Cell_DLE\CSV_files_raw_nieuwe_structuur\2009\K2\T05\2_0905C.CSV | 1000
XR2-5 | A_PoliV3_P_All | 2 | 2_0905D.CSV | F:\UPOD\Cell_DLE\CSV_files_raw_nieuwe_structuur\2009\K2\T05 | F:\UPOD\Cell_DLE\CSV_files_raw_nieuwe_structuur\2009\K2\T05\2_0905D.CSV | 1000
XR2-5 | A_PoliV3_P_All | 2 | 2_0905e.csv | F:\UPOD\Cell_DLE\CSV_files_raw_nieuwe_structuur\2009\K2\T05 | F:\UPOD\Cell_DLE\CSV_files_raw_nieuwe_structuur\2009\K2\T05\2_0905e.csv | 1000
XR2-5 | A_PoliV3_P_All | 2 | 2_0905f.csv | F:\UPOD\Cell_DLE\CSV_files_raw_nieuwe_structuur\2009\K2\T05 | F:\UPOD\Cell_DLE\CSV_files_raw_nieuwe_structuur\2009\K2\T05\2_0905f.csv | 1000
XR2-5 | A_PoliV3_P_All | 2 | 2_0905g.csv | F:\UPOD\Cell_DLE\CSV_files_raw_nieuwe_structuur\2009\K2\T05 | F:\UPOD\Cell_DLE\CSV_files_raw_nieuwe_structuur\2009\K2\T05\2_0905g.csv | 1000
XR2-5 | A_PoliV3_P_All | 2 | 2_0905h.csv | F:\UPOD\Cell_DLE\CSV_files_raw_nieuwe_structuur\2009\K2\T05 | F:\UPOD\Cell_DLE\CSV_files_raw_nieuwe_structuur\2009\K2\T05\2_0905h.csv | 1000
XR2-5 | A_PoliV3_P_All | 2 | 2_0906a.csv | F:\UPOD\Cell_DLE\CSV_files_raw_nieuwe_structuur\2009\K2\T05 | F:\UPOD\Cell_DLE\CSV_files_raw_nieuwe_structuur\2009\K2\T05\2_0906a.csv | 1000
XR2-5 | A_PoliV3_P_All | 2 | 2_0906b.csv | F:\UPOD\Cell_DLE\CSV_files_raw_nieuwe_structuur\2009\K2\T05 | F:\UPOD\Cell_DLE\CSV_files_raw_nieuwe_structuur\2009\K2\T05\2_0906b.csv | 1000
XR2-5 | A_PoliV3_P_All | 2 | 2_0906c.csv | F:\UPOD\Cell_DLE\CSV_files_raw_nieuwe_structuur\2009\K2\T05 | F:\UPOD\Cell_DLE\CSV_files_raw_nieuwe_structuur\2009\K2\T05\2_0906c.csv | 1000
XR2-5 | A_PoliV3_P_All | 2 | 2_0906d.csv | F:\UPOD\Cell_DLE\CSV_files_raw_nieuwe_structuur\2009\K2\T05 | F:\UPOD\Cell_DLE\CSV_files_raw_nieuwe_structuur\2009\K2\T05\2_0906d.csv | 1000
XR2-5 | A_PoliV3_P_All | 2 | 2_0906e.csv | F:\UPOD\Cell_DLE\CSV_files_raw_nieuwe_structuur\2009\K2\T05 | F:\UPOD\Cell_DLE\CSV_files_raw_nieuwe_structuur\2009\K2\T05\2_0906e.csv | 1000
XR2-5 | A_PoliV3_P_All | 2 | 2_0906f.csv | F:\UPOD\Cell_DLE\CSV_files_raw_nieuwe_structuur\2009\K2\T05 | F:\UPOD\Cell_DLE\CSV_files_raw_nieuwe_structuur\2009\K2\T05\2_0906f.csv | 1000
XR2-5 | A_PoliV3_P_All | 2 | 2_0906g.csv | F:\UPOD\Cell_DLE\CSV_files_raw_nieuwe_structuur\2009\K2\T05 | F:\UPOD\Cell_DLE\CSV_files_raw_nieuwe_structuur\2009\K2\T05\2_0906g.csv | 1000
XR2-5 | A_PoliV3_P_All | 2 | 2_0906h.csv | F:\UPOD\Cell_DLE\CSV_files_raw_nieuwe_structuur\2009\K3\T05 | F:\UPOD\Cell_DLE\CSV_files_raw_nieuwe_structuur\2009\K3\T05\2_0906h.csv | 1000
XR2-5 | A_PoliV3_P_All | 2 | 2_0906i.csv | F:\UPOD\Cell_DLE\CSV_files_raw_nieuwe_structuur\2009\K3\T05 | F:\UPOD\Cell_DLE\CSV_files_raw_nieuwe_structuur\2009\K3\T05\2_0906i.csv | 1000
XR2-5 | A_PoliV3_P_All | 2 | 2_0906j.csv | F:\UPOD\Cell_DLE\CSV_files_raw_nieuwe_structuur\2009\K3\T05 | F:\UPOD\Cell_DLE\CSV_files_raw_nieuwe_structuur\2009\K3\T05\2_0906j.csv | 1000
XR2-5 | A_PoliV3_P_All | 2 | 2_0907a.csv | F:\UPOD\Cell_DLE\CSV_files_raw_nieuwe_structuur\2009\K3\T05 | F:\UPOD\Cell_DLE\CSV_files_raw_nieuwe_structuur\2009\K3\T05\2_0907a.csv | 1000
XR2-5 | A_PoliV3_P_All | 2 | 2_0907b.csv | F:\UPOD\Cell_DLE\CSV_files_raw_nieuwe_structuur\2009\K3\T05 | F:\UPOD\Cell_DLE\CSV_files_raw_nieuwe_structuur\2009\K3\T05\2_0907b.csv | 1000
XR2-5 | A_PoliV3_P_All | 2 | 2_0907c.csv | F:\UPOD\Cell_DLE\CSV_files_raw_nieuwe_structuur\2009\K3\T05 | F:\UPOD\Cell_DLE\CSV_files_raw_nieuwe_structuur\2009\K3\T05\2_0907c.csv | 1000
XR2-5 | A_PoliV3_P_All | 2 | 2_0907d.csv | F:\UPOD\Cell_DLE\CSV_files_raw_nieuwe_structuur\2009\K3\T05 | F:\UPOD\Cell_DLE\CSV_files_raw_nieuwe_structuur\2009\K3\T05\2_0907d.csv | 1000
XR2-5 | A_PoliV3_P_All | 2 | 2_0907e.csv | F:\UPOD\Cell_DLE\CSV_files_raw_nieuwe_structuur\2009\K3\T05 | F:\UPOD\Cell_DLE\CSV_files_raw_nieuwe_structuur\2009\K3\T05\2_0907e.csv | 1000
XR2-5 | A_PoliV3_P_All | 2 | 2_0907f.csv | F:\UPOD\Cell_DLE\CSV_files_raw_nieuwe_structuur\2009\K3\T05 | F:\UPOD\Cell_DLE\CSV_files_raw_nieuwe_structuur\2009\K3\T05\2_0907f.csv | 1000
XR2-5 | A_PoliV3_P_All | 2 | 2_0908a.csv | F:\UPOD\Cell_DLE\CSV_files_raw_nieuwe_structuur\2009\K3\T05 | F:\UPOD\Cell_DLE\CSV_files_raw_nieuwe_structuur\2009\K3\T05\2_0908a.csv | 1000
XR2-5 | A_PoliV3_P_All | 2 | 2_0908b.csv | F:\UPOD\Cell_DLE\CSV_files_raw_nieuwe_structuur\2009\K3\T05 | F:\UPOD\Cell_DLE\CSV_files_raw_nieuwe_structuur\2009\K3\T05\2_0908b.csv | 1000
XR2-5 | A_PoliV3_P_All | 2 | 2_0908c.csv | F:\UPOD\Cell_DLE\CSV_files_raw_nieuwe_structuur\2009\K3\T05 | F:\UPOD\Cell_DLE\CSV_files_raw_nieuwe_structuur\2009\K3\T05\2_0908c.csv | 1000
XR2-5 | A_PoliV3_P_All | 2 | 2_0908d.csv | F:\UPOD\Cell_DLE\CSV_files_raw_nieuwe_structuur\2009\K3\T05 | F:\UPOD\Cell_DLE\CSV_files_raw_nieuwe_structuur\2009\K3\T05\2_0908d.csv | 1000
XR2-5 | A_PoliV3_P_All | 2 | 2_0908e.csv | F:\UPOD\Cell_DLE\CSV_files_raw_nieuwe_structuur\2009\K3\T05 | F:\UPOD\Cell_DLE\CSV_files_raw_nieuwe_structuur\2009\K3\T05\2_0908e.csv | 1000
XR2-5 | A_PoliV3_P_All | 2 | 2_0909a.csv | F:\UPOD\Cell_DLE\CSV_files_raw_nieuwe_structuur\2009\K3\T05 | F:\UPOD\Cell_DLE\CSV_files_raw_nieuwe_structuur\2009\K3\T05\2_0909a.csv | 1000
XR2-5 | A_PoliV3_P_All | 2 | 2_0909b.csv | F:\UPOD\Cell_DLE\CSV_files_raw_nieuwe_structuur\2009\K3\T05 | F:\UPOD\Cell_DLE\CSV_files_raw_nieuwe_structuur\2009\K3\T05\2_0909b.csv | 1000
XR2-5 | A_PoliV3_P_All | 2 | 2_0909c.csv | F:\UPOD\Cell_DLE\CSV_files_raw_nieuwe_structuur\2009\K3\T05 | F:\UPOD\Cell_DLE\CSV_files_raw_nieuwe_structuur\2009\K3\T05\2_0909c.csv | 1000
XR2-5 | A_PoliV3_P_All | 2 | 2_0909d.csv | F:\UPOD\Cell_DLE\CSV_files_raw_nieuwe_structuur\2009\K3\T05 | F:\UPOD\Cell_DLE\CSV_files_raw_nieuwe_structuur\2009\K3\T05\2_0909d.csv | 1000
XR2-5 | A_PoliV3_P_All | 2 | 2_0909e.csv | F:\UPOD\Cell_DLE\CSV_files_raw_nieuwe_structuur\2009\K3\T05 | F:\UPOD\Cell_DLE\CSV_files_raw_nieuwe_structuur\2009\K3\T05\2_0909e.csv | 1000
XR2-5 | A_PoliV3_P_All | 2 | 2_0910a.csv | F:\UPOD\Cell_DLE\CSV_files_raw_nieuwe_structuur\2009\K4\T05 | F:\UPOD\Cell_DLE\CSV_files_raw_nieuwe_structuur\2009\K4\T05\2_0910a.csv | 1000
XR2-5 | A_PoliV3_P_All | 2 | 2_0910b.csv | F:\UPOD\Cell_DLE\CSV_files_raw_nieuwe_structuur\2009\K4\T05 | F:\UPOD\Cell_DLE\CSV_files_raw_nieuwe_structuur\2009\K4\T05\2_0910b.csv | 1000
XR2-5 | A_PoliV3_P_All | 2 | 2_0910c.csv | F:\UPOD\Cell_DLE\CSV_files_raw_nieuwe_structuur\2009\K4\T05 | F:\UPOD\Cell_DLE\CSV_files_raw_nieuwe_structuur\2009\K4\T05\2_0910c.csv | 1000
XR2-5 | A_PoliV3_P_All | 2 | 2_0910d.csv | F:\UPOD\Cell_DLE\CSV_files_raw_nieuwe_structuur\2009\K4\T05 | F:\UPOD\Cell_DLE\CSV_files_raw_nieuwe_structuur\2009\K4\T05\2_0910d.csv | 1000
XR2-5 | A_PoliV3_P_All | 2 | 2_0910e.csv | F:\UPOD\Cell_DLE\CSV_files_raw_nieuwe_structuur\2009\K4\T05 | F:\UPOD\Cell_DLE\CSV_files_raw_nieuwe_structuur\2009\K4\T05\2_0910e.csv | 1000
XR2-5 | A_PoliV3_P_All | 2 | 2_0910f.csv | F:\UPOD\Cell_DLE\CSV_files_raw_nieuwe_structuur\2009\K4\T05 | F:\UPOD\Cell_DLE\CSV_files_raw_nieuwe_structuur\2009\K4\T05\2_0910f.csv | 1000
XR2-5 | A_PoliV3_P_All | 2 | 2_0911a.csv | F:\UPOD\Cell_DLE\CSV_files_raw_nieuwe_structuur\2009\K4\T05 | F:\UPOD\Cell_DLE\CSV_files_raw_nieuwe_structuur\2009\K4\T05\2_0911a.csv | 1000
XR2-5 | A_PoliV3_P_All | 2 | 2_0911b.csv | F:\UPOD\Cell_DLE\CSV_files_raw_nieuwe_structuur\2009\K4\T05 | F:\UPOD\Cell_DLE\CSV_files_raw_nieuwe_structuur\2009\K4\T05\2_0911b.csv | 1000
XR2-5 | A_PoliV3_P_All | 2 | 2_0911c.csv | F:\UPOD\Cell_DLE\CSV_files_raw_nieuwe_structuur\2009\K4\T05 | F:\UPOD\Cell_DLE\CSV_files_raw_nieuwe_structuur\2009\K4\T05\2_0911c.csv | 1000
XR2-5 | A_PoliV3_P_All | 2 | 2_0911d.csv | F:\UPOD\Cell_DLE\CSV_files_raw_nieuwe_structuur\2009\K4\T05 | F:\UPOD\Cell_DLE\CSV_files_raw_nieuwe_structuur\2009\K4\T05\2_0911d.csv | 1000
XR2-5 | A_PoliV3_P_All | 2 | 2_0911e.csv | F:\UPOD\Cell_DLE\CSV_files_raw_nieuwe_structuur\2009\K4\T05 | F:\UPOD\Cell_DLE\CSV_files_raw_nieuwe_structuur\2009\K4\T05\2_0911e.csv | 1000
XR2-5 | A_PoliV3_P_All | 2 | 2_0912a.csv | F:\UPOD\Cell_DLE\CSV_files_raw_nieuwe_structuur\2009\K4\T05 | F:\UPOD\Cell_DLE\CSV_files_raw_nieuwe_structuur\2009\K4\T05\2_0912a.csv | 1000
XR2-5 | A_PoliV3_P_All | 2 | 2_0912b.csv | F:\UPOD\Cell_DLE\CSV_files_raw_nieuwe_structuur\2009\K4\T05 | F:\UPOD\Cell_DLE\CSV_files_raw_nieuwe_structuur\2009\K4\T05\2_0912b.csv | 1000
XR2-5 | A_PoliV3_P_All | 2 | 2_0912c.csv | F:\UPOD\Cell_DLE\CSV_files_raw_nieuwe_structuur\2009\K4\T05 | F:\UPOD\Cell_DLE\CSV_files_raw_nieuwe_structuur\2009\K4\T05\2_0912c.csv | 1000
XR2-5 | A_PoliV3_P_All | 2 | 2_0912d.csv | F:\UPOD\Cell_DLE\CSV_files_raw_nieuwe_structuur\2009\K4\T05 | F:\UPOD\Cell_DLE\CSV_files_raw_nieuwe_structuur\2009\K4\T05\2_0912d.csv | 1000
XR2-5 | A_PoliV3_P_All | 2 | 2_0912e.csv | F:\UPOD\Cell_DLE\CSV_files_raw_nieuwe_structuur\2009\K4\T05 | F:\UPOD\Cell_DLE\CSV_files_raw_nieuwe_structuur\2009\K4\T05\2_0912e.csv | 1000
XR2-5 | A_PoliV3_P_All | 2 | 2_0912f.csv | F:\UPOD\Cell_DLE\CSV_files_raw_nieuwe_structuur\2009\K4\T05 | F:\UPOD\Cell_DLE\CSV_files_raw_nieuwe_structuur\2009\K4\T05\2_0912f.csv | 895
XR2-5 | A_PoliV3_P_All | 2 | 2_0912f.csv | F:\UPOD\Cell_DLE\CSV_files_raw_nieuwe_structuur\2009\xxx\T05 | F:\UPOD\Cell_DLE\CSV_files_raw_nieuwe_structuur\2009\xxx\T05\2_0912f.csv | 895
XR2-5 | A_PoliV3_P_All | 2 | 2_1001a.csv | F:\UPOD\Cell_DLE\CSV_files_raw_nieuwe_structuur\2009\K4\T05 | F:\UPOD\Cell_DLE\CSV_files_raw_nieuwe_structuur\2009\K4\T05\2_1001a.csv | 1000
XR2-5 | A_PoliV3_P_All | 2 | 2_1001a.csv | F:\UPOD\Cell_DLE\CSV_files_raw_nieuwe_structuur\2009\xxx\T05 | F:\UPOD\Cell_DLE\CSV_files_raw_nieuwe_structuur\2009\xxx\T05\2_1001a.csv | 1000
XR2-5 | A_PoliV3_P_All | 2 | 2_1001b1.csv | F:\UPOD\Cell_DLE\CSV_files_raw_nieuwe_structuur\2009\K4\T05 | F:\UPOD\Cell_DLE\CSV_files_raw_nieuwe_structuur\2009\K4\T05\2_1001b1.csv | 368
XR2-5 | A_PoliV3_P_All | 2 | 2_1001b1.csv | F:\UPOD\Cell_DLE\CSV_files_raw_nieuwe_structuur\2009\xxx\T05 | F:\UPOD\Cell_DLE\CSV_files_raw_nieuwe_structuur\2009\xxx\T05\2_1001b1.csv | 368
XR2-5 | A_PoliV3_P_All | 2 | 2_1001b2.csv | F:\UPOD\Cell_DLE\CSV_files_raw_nieuwe_structuur\2010\K1\T05 | F:\UPOD\Cell_DLE\CSV_files_raw_nieuwe_structuur\2010\K1\T05\2_1001b2.csv | 632
XR2-5 | A_PoliV3_P_All | 2 | 2_1001c.csv | F:\UPOD\Cell_DLE\CSV_files_raw_nieuwe_structuur\2010\K1\T05 | F:\UPOD\Cell_DLE\CSV_files_raw_nieuwe_structuur\2010\K1\T05\2_1001c.csv | 1000
XR2-5 | A_PoliV3_P_All | 2 | 2_1001d.csv | F:\UPOD\Cell_DLE\CSV_files_raw_nieuwe_structuur\2010\K1\T05 | F:\UPOD\Cell_DLE\CSV_files_raw_nieuwe_structuur\2010\K1\T05\2_1001d.csv | 1000
XR2-5 | A_PoliV3_P_All | 2 | 2_1001e.csv | F:\UPOD\Cell_DLE\CSV_files_raw_nieuwe_structuur\2010\K1\T05 | F:\UPOD\Cell_DLE\CSV_files_raw_nieuwe_structuur\2010\K1\T05\2_1001e.csv | 596
XR2-5 | A_PoliV3_P_All | 2 | 2_1001f.csv | F:\UPOD\Cell_DLE\CSV_files_raw_nieuwe_structuur\2010\K1\T05 | F:\UPOD\Cell_DLE\CSV_files_raw_nieuwe_structuur\2010\K1\T05\2_1001f.csv | 1000
XR2-5 | A_PoliV3_P_All | 2 | 2_1002a.csv | F:\UPOD\Cell_DLE\CSV_files_raw_nieuwe_structuur\2010\K1\T05 | F:\UPOD\Cell_DLE\CSV_files_raw_nieuwe_structuur\2010\K1\T05\2_1002a.csv | 1000
XR2-5 | A_PoliV3_P_All | 2 | 2_1002b.csv | F:\UPOD\Cell_DLE\CSV_files_raw_nieuwe_structuur\2010\K1\T05 | F:\UPOD\Cell_DLE\CSV_files_raw_nieuwe_structuur\2010\K1\T05\2_1002b.csv | 1000
XR2-5 | A_PoliV3_P_All | 2 | 2_1002c.csv | F:\UPOD\Cell_DLE\CSV_files_raw_nieuwe_structuur\2010\K1\T05 | F:\UPOD\Cell_DLE\CSV_files_raw_nieuwe_structuur\2010\K1\T05\2_1002c.csv | 1000
XR2-5 | A_PoliV3_P_All | 2 | 2_1002d.csv | F:\UPOD\Cell_DLE\CSV_files_raw_nieuwe_structuur\2010\K1\T05 | F:\UPOD\Cell_DLE\CSV_files_raw_nieuwe_structuur\2010\K1\T05\2_1002d.csv | 1000
XR2-5 | A_PoliV3_P_All | 2 | 2_1002e.csv | F:\UPOD\Cell_DLE\CSV_files_raw_nieuwe_structuur\2010\K1\T05 | F:\UPOD\Cell_DLE\CSV_files_raw_nieuwe_structuur\2010\K1\T05\2_1002e.csv | 1000
XR2-5 | A_PoliV3_P_All | 2 | 2_1002f.csv | F:\UPOD\Cell_DLE\CSV_files_raw_nieuwe_structuur\2010\K1\T05 | F:\UPOD\Cell_DLE\CSV_files_raw_nieuwe_structuur\2010\K1\T05\2_1002f.csv | 1000
XR2-5 | A_PoliV3_P_All | 2 | 2_1002g.csv | F:\UPOD\Cell_DLE\CSV_files_raw_nieuwe_structuur\2010\K1\T05 | F:\UPOD\Cell_DLE\CSV_files_raw_nieuwe_structuur\2010\K1\T05\2_1002g.csv | 1000
XR2-5 | A_PoliV3_P_All | 2 | 2_1003a.csv | F:\UPOD\Cell_DLE\CSV_files_raw_nieuwe_structuur\2010\K1\T05 | F:\UPOD\Cell_DLE\CSV_files_raw_nieuwe_structuur\2010\K1\T05\2_1003a.csv | 1000
XR2-5 | A_PoliV3_P_All | 2 | 2_1003b.csv | F:\UPOD\Cell_DLE\CSV_files_raw_nieuwe_structuur\2010\K1\T05 | F:\UPOD\Cell_DLE\CSV_files_raw_nieuwe_structuur\2010\K1\T05\2_1003b.csv | 1000
XR2-5 | A_PoliV3_P_All | 2 | 2_1003c.csv | F:\UPOD\Cell_DLE\CSV_files_raw_nieuwe_structuur\2010\K1\T05 | F:\UPOD\Cell_DLE\CSV_files_raw_nieuwe_structuur\2010\K1\T05\2_1003c.csv | 1000
XR2-5 | A_PoliV3_P_All | 2 | 2_1003d.csv | F:\UPOD\Cell_DLE\CSV_files_raw_nieuwe_structuur\2010\K1\T05 | F:\UPOD\Cell_DLE\CSV_files_raw_nieuwe_structuur\2010\K1\T05\2_1003d.csv | 1000
XR2-5 | A_PoliV3_P_All | 2 | 2_1003e.csv | F:\UPOD\Cell_DLE\CSV_files_raw_nieuwe_structuur\2010\K1\T05 | F:\UPOD\Cell_DLE\CSV_files_raw_nieuwe_structuur\2010\K1\T05\2_1003e.csv | 916
XR2-5 | A_PoliV3_P_All | 2 | 2_1003f.csv | F:\UPOD\Cell_DLE\CSV_files_raw_nieuwe_structuur\2010\K1\T05 | F:\UPOD\Cell_DLE\CSV_files_raw_nieuwe_structuur\2010\K1\T05\2_1003f.csv | 1000
XR2-5 | A_PoliV3_P_All | 2 | 2_1003ga.csv | F:\UPOD\Cell_DLE\CSV_files_raw_nieuwe_structuur\2010\K2_serie2\A_sap2 | F:\UPOD\Cell_DLE\CSV_files_raw_nieuwe_structuur\2010\K2_serie2\A_sap2\2_1003ga.csv | 1000
XR2-5 | A_PoliV3_P_All | 2 | 2_1003ha.csv | F:\UPOD\Cell_DLE\CSV_files_raw_nieuwe_structuur\2010\K2_serie2\A_sap2 | F:\UPOD\Cell_DLE\CSV_files_raw_nieuwe_structuur\2010\K2_serie2\A_sap2\2_1003ha.csv | 1000
XR2-5 | A_PoliV3_P_All | 2 | 2_1004aa.csv | F:\UPOD\Cell_DLE\CSV_files_raw_nieuwe_structuur\2010\K2_serie2\A_sap2 | F:\UPOD\Cell_DLE\CSV_files_raw_nieuwe_structuur\2010\K2_serie2\A_sap2\2_1004aa.csv | 1000
XR2-5 | A_PoliV3_P_All | 2 | 2_1004ba.csv | F:\UPOD\Cell_DLE\CSV_files_raw_nieuwe_structuur\2010\K2_serie2\A_sap2 | F:\UPOD\Cell_DLE\CSV_files_raw_nieuwe_structuur\2010\K2_serie2\A_sap2\2_1004ba.csv | 1000
XR2-5 | A_PoliV3_P_All | 2 | 2_1004ca.csv | F:\UPOD\Cell_DLE\CSV_files_raw_nieuwe_structuur\2010\K2_serie2\A_sap2 | F:\UPOD\Cell_DLE\CSV_files_raw_nieuwe_structuur\2010\K2_serie2\A_sap2\2_1004ca.csv | 1000
XR2-5 | A_PoliV3_P_All | 2 | 2_1004da.csv | F:\UPOD\Cell_DLE\CSV_files_raw_nieuwe_structuur\2010\K2_serie2\A_sap2 | F:\UPOD\Cell_DLE\CSV_files_raw_nieuwe_structuur\2010\K2_serie2\A_sap2\2_1004da.csv | 1000
XR2-5 | A_PoliV3_P_All | 2 | 2_1005aa.csv | F:\UPOD\Cell_DLE\CSV_files_raw_nieuwe_structuur\2010\K2_serie2\A_sap2 | F:\UPOD\Cell_DLE\CSV_files_raw_nieuwe_structuur\2010\K2_serie2\A_sap2\2_1005aa.csv | 1000
XR2-5 | A_PoliV3_P_All | 2 | 2_1005ba.csv | F:\UPOD\Cell_DLE\CSV_files_raw_nieuwe_structuur\2010\K2_serie2\A_sap2 | F:\UPOD\Cell_DLE\CSV_files_raw_nieuwe_structuur\2010\K2_serie2\A_sap2\2_1005ba.csv | 1000
XR2-5 | A_PoliV3_P_All | 2 | 2_1005ca.csv | F:\UPOD\Cell_DLE\CSV_files_raw_nieuwe_structuur\2010\K2_serie2\A_sap2 | F:\UPOD\Cell_DLE\CSV_files_raw_nieuwe_structuur\2010\K2_serie2\A_sap2\2_1005ca.csv | 1000
XR2-5 | A_PoliV3_P_All | 2 | 2_1005da.csv | F:\UPOD\Cell_DLE\CSV_files_raw_nieuwe_structuur\2010\K2_serie2\A_sap2 | F:\UPOD\Cell_DLE\CSV_files_raw_nieuwe_structuur\2010\K2_serie2\A_sap2\2_1005da.csv | 1000
XR2-5 | A_PoliV3_P_All | 2 | 2_1005ea.csv | F:\UPOD\Cell_DLE\CSV_files_raw_nieuwe_structuur\2010\K2_serie2\A_sap2 | F:\UPOD\Cell_DLE\CSV_files_raw_nieuwe_structuur\2010\K2_serie2\A_sap2\2_1005ea.csv | 1000
XR2-5 | A_PoliV3_P_All | 2 | 2_1005fa.csv | F:\UPOD\Cell_DLE\CSV_files_raw_nieuwe_structuur\2010\K2_serie2\A_sap2 | F:\UPOD\Cell_DLE\CSV_files_raw_nieuwe_structuur\2010\K2_serie2\A_sap2\2_1005fa.csv | 1000
XR2-5 | A_PoliV3_P_All | 2 | 2_1006aa.csv | F:\UPOD\Cell_DLE\CSV_files_raw_nieuwe_structuur\2010\K2_serie2\A_sap2 | F:\UPOD\Cell_DLE\CSV_files_raw_nieuwe_structuur\2010\K2_serie2\A_sap2\2_1006aa.csv | 1000
XR2-5 | A_PoliV3_P_All | 2 | 2_1006ba.csv | F:\UPOD\Cell_DLE\CSV_files_raw_nieuwe_structuur\2010\K2_serie2\A_sap2 | F:\UPOD\Cell_DLE\CSV_files_raw_nieuwe_structuur\2010\K2_serie2\A_sap2\2_1006ba.csv | 1000
XR2-5 | A_PoliV3_P_All | 2 | 2_1006ca.csv | F:\UPOD\Cell_DLE\CSV_files_raw_nieuwe_structuur\2010\K2_serie2\A_sap2 | F:\UPOD\Cell_DLE\CSV_files_raw_nieuwe_structuur\2010\K2_serie2\A_sap2\2_1006ca.csv | 1000
XR2-5 | A_PoliV3_P_All | 2 | 2_1006da.csv | F:\UPOD\Cell_DLE\CSV_files_raw_nieuwe_structuur\2010\K2_serie2\A_sap2 | F:\UPOD\Cell_DLE\CSV_files_raw_nieuwe_structuur\2010\K2_serie2\A_sap2\2_1006da.csv | 1000
XR2-5 | A_PoliV3_P_All | 2 | 2_1006ea.csv | F:\UPOD\Cell_DLE\CSV_files_raw_nieuwe_structuur\2010\K2_serie2\A_sap2 | F:\UPOD\Cell_DLE\CSV_files_raw_nieuwe_structuur\2010\K2_serie2\A_sap2\2_1006ea.csv | 1000
XR2-5 | A_PoliV3_P_All | 2 | 2_1007aa.csv | F:\UPOD\Cell_DLE\CSV_files_raw_nieuwe_structuur\2010\K2_serie2\A_sap2 | F:\UPOD\Cell_DLE\CSV_files_raw_nieuwe_structuur\2010\K2_serie2\A_sap2\2_1007aa.csv | 1000
XR2-5 | A_PoliV3_P_All | 2 | 2_1007ba.csv | F:\UPOD\Cell_DLE\CSV_files_raw_nieuwe_structuur\2010\K2_serie2\A_sap2 | F:\UPOD\Cell_DLE\CSV_files_raw_nieuwe_structuur\2010\K2_serie2\A_sap2\2_1007ba.csv | 1000
XR2-5 | A_PoliV3_P_All | 2 | 2_1007ca.csv | F:\UPOD\Cell_DLE\CSV_files_raw_nieuwe_structuur\2010\K2_serie2\A_sap2 | F:\UPOD\Cell_DLE\CSV_files_raw_nieuwe_structuur\2010\K2_serie2\A_sap2\2_1007ca.csv | 1000
XR2-5 | A_PoliV3_P_All | 2 | 2_1007da.csv | F:\UPOD\Cell_DLE\CSV_files_raw_nieuwe_structuur\2010\K2_serie2\A_sap2 | F:\UPOD\Cell_DLE\CSV_files_raw_nieuwe_structuur\2010\K2_serie2\A_sap2\2_1007da.csv | 1000
XR2-5 | A_PoliV3_P_All | 2 | 2_1007ea.csv | F:\UPOD\Cell_DLE\CSV_files_raw_nieuwe_structuur\2010\K2_serie2\A_sap2 | F:\UPOD\Cell_DLE\CSV_files_raw_nieuwe_structuur\2010\K2_serie2\A_sap2\2_1007ea.csv | 1000
XR2-5 | A_PoliV3_P_All | 2 | 2_1008aa.csv | F:\UPOD\Cell_DLE\CSV_files_raw_nieuwe_structuur\2010\K2_serie2\A_sap2 | F:\UPOD\Cell_DLE\CSV_files_raw_nieuwe_structuur\2010\K2_serie2\A_sap2\2_1008aa.csv | 1000
XR2-5 | A_PoliV3_P_All | 2 | 2_1008ba.csv | F:\UPOD\Cell_DLE\CSV_files_raw_nieuwe_structuur\2010\K2_serie2\A_sap2 | F:\UPOD\Cell_DLE\CSV_files_raw_nieuwe_structuur\2010\K2_serie2\A_sap2\2_1008ba.csv | 1000
XR2-5 | A_PoliV3_P_All | 2 | 2_1008ca.csv | F:\UPOD\Cell_DLE\CSV_files_raw_nieuwe_structuur\2010\K2_serie2\A_sap2 | F:\UPOD\Cell_DLE\CSV_files_raw_nieuwe_structuur\2010\K2_serie2\A_sap2\2_1008ca.csv | 170
XR2-5 | A_PoliV3_P_All | 2 | 3_0905a.csv | F:\UPOD\Cell_DLE\CSV_files_raw_nieuwe_structuur\2009\K2\T05 | F:\UPOD\Cell_DLE\CSV_files_raw_nieuwe_structuur\2009\K2\T05\3_0905a.csv | 1000
XR2-5 | A_PoliV3_P_All | 2 | 3_0905b.csv | F:\UPOD\Cell_DLE\CSV_files_raw_nieuwe_structuur\2009\K2\T05 | F:\UPOD\Cell_DLE\CSV_files_raw_nieuwe_structuur\2009\K2\T05\3_0905b.csv | 1000
XR2-5 | A_PoliV3_P_All | 2 | 3_0905c.csv | F:\UPOD\Cell_DLE\CSV_files_raw_nieuwe_structuur\2009\K2\T05 | F:\UPOD\Cell_DLE\CSV_files_raw_nieuwe_structuur\2009\K2\T05\3_0905c.csv | 1000
XR2-5 | A_PoliV3_P_All | 2 | 3_0905d.csv | F:\UPOD\Cell_DLE\CSV_files_raw_nieuwe_structuur\2009\K2\T05 | F:\UPOD\Cell_DLE\CSV_files_raw_nieuwe_structuur\2009\K2\T05\3_0905d.csv | 1000
XR2-5 | A_PoliV3_P_All | 2 | 3_0906a.csv | F:\UPOD\Cell_DLE\CSV_files_raw_nieuwe_structuur\2009\K2\T05 | F:\UPOD\Cell_DLE\CSV_files_raw_nieuwe_structuur\2009\K2\T05\3_0906a.csv | 1000
XR2-5 | A_PoliV3_P_All | 2 | 3_0906b.csv | F:\UPOD\Cell_DLE\CSV_files_raw_nieuwe_structuur\2009\K2\T05 | F:\UPOD\Cell_DLE\CSV_files_raw_nieuwe_structuur\2009\K2\T05\3_0906b.csv | 1000
XR2-5 | A_PoliV3_P_All | 2 | 3_0906c.csv | F:\UPOD\Cell_DLE\CSV_files_raw_nieuwe_structuur\2009\K2\T05 | F:\UPOD\Cell_DLE\CSV_files_raw_nieuwe_structuur\2009\K2\T05\3_0906c.csv | 1001
XR2-5 | A_PoliV3_P_All | 2 | 3_0906d.csv | F:\UPOD\Cell_DLE\CSV_files_raw_nieuwe_structuur\2009\K2\T05 | F:\UPOD\Cell_DLE\CSV_files_raw_nieuwe_structuur\2009\K2\T05\3_0906d.csv | 1000
XR2-5 | A_PoliV3_P_All | 2 | 3_0906e.csv | F:\UPOD\Cell_DLE\CSV_files_raw_nieuwe_structuur\2009\K3\T05 | F:\UPOD\Cell_DLE\CSV_files_raw_nieuwe_structuur\2009\K3\T05\3_0906e.csv | 1000
XR2-5 | A_PoliV3_P_All | 2 | 5_0508f.csv | F:\UPOD\Cell_DLE\CSV_files_raw_nieuwe_structuur\2008\K2\T05 | F:\UPOD\Cell_DLE\CSV_files_raw_nieuwe_structuur\2008\K2\T05\5_0508f.csv | 1000
XR2-5 | A_PoliV3_P_All | 2 | 5_0508g.csv | F:\UPOD\Cell_DLE\CSV_files_raw_nieuwe_structuur\2008\K2\T05 | F:\UPOD\Cell_DLE\CSV_files_raw_nieuwe_structuur\2008\K2\T05\5_0508g.csv | 1000
XR2-5 | A_PoliV3_P_All | 2 | 5_0508h.csv | F:\UPOD\Cell_DLE\CSV_files_raw_nieuwe_structuur\2008\K2\T05 | F:\UPOD\Cell_DLE\CSV_files_raw_nieuwe_structuur\2008\K2\T05\5_0508h.csv | 1000
XR2-5 | A_PoliV3_P_All | 2 | 5_0508i.csv | F:\UPOD\Cell_DLE\CSV_files_raw_nieuwe_structuur\2008\K2\T05 | F:\UPOD\Cell_DLE\CSV_files_raw_nieuwe_structuur\2008\K2\T05\5_0508i.csv | 843
XR2-5 | A_PoliV3_P_All | 2 | 5_0601i.csv | F:\UPOD\Cell_DLE\CSV_files_raw_nieuwe_structuur\2008\DataLogExtracts-42193az_oud | F:\UPOD\Cell_DLE\CSV_files_raw_nieuwe_structuur\2008\DataLogExtracts-42193az_oud\5_0601i.csv | 939
XR2-5 | A_PoliV3_P_All | 2 | 5_0601i.csv | F:\UPOD\Cell_DLE\CSV_files_raw_nieuwe_structuur\2009\K1\T05 | F:\UPOD\Cell_DLE\CSV_files_raw_nieuwe_structuur\2009\K1\T05\5_0601i.csv | 939
XR2-5 | A_PoliV3_P_All | 2 | 5_0608a.csv | F:\UPOD\Cell_DLE\CSV_files_raw_nieuwe_structuur\2008\K2\T05 | F:\UPOD\Cell_DLE\CSV_files_raw_nieuwe_structuur\2008\K2\T05\5_0608a.csv | 1000
XR2-5 | A_PoliV3_P_All | 2 | 5_0608b.csv | F:\UPOD\Cell_DLE\CSV_files_raw_nieuwe_structuur\2008\K2\T05 | F:\UPOD\Cell_DLE\CSV_files_raw_nieuwe_structuur\2008\K2\T05\5_0608b.csv | 1000
XR2-5 | A_PoliV3_P_All | 2 | 5_0608c.csv | F:\UPOD\Cell_DLE\CSV_files_raw_nieuwe_structuur\2008\K2\T05 | F:\UPOD\Cell_DLE\CSV_files_raw_nieuwe_structuur\2008\K2\T05\5_0608c.csv | 1000
XR2-5 | A_PoliV3_P_All | 2 | 5_0608d.csv | F:\UPOD\Cell_DLE\CSV_files_raw_nieuwe_structuur\2008\K2\T05 | F:\UPOD\Cell_DLE\CSV_files_raw_nieuwe_structuur\2008\K2\T05\5_0608d.csv | 1000
XR2-5 | A_PoliV3_P_All | 2 | 5_0608e.csv | F:\UPOD\Cell_DLE\CSV_files_raw_nieuwe_structuur\2008\K2\T05 | F:\UPOD\Cell_DLE\CSV_files_raw_nieuwe_structuur\2008\K2\T05\5_0608e.csv | 919
XR2-5 | A_PoliV3_P_All | 2 | 5_0608f.csv | F:\UPOD\Cell_DLE\CSV_files_raw_nieuwe_structuur\2008\K2\T05 | F:\UPOD\Cell_DLE\CSV_files_raw_nieuwe_structuur\2008\K2\T05\5_0608f.csv | 1000
XR2-5 | A_PoliV3_P_All | 2 | 5_0608g.csv | F:\UPOD\Cell_DLE\CSV_files_raw_nieuwe_structuur\2008\K2\T05 | F:\UPOD\Cell_DLE\CSV_files_raw_nieuwe_structuur\2008\K2\T05\5_0608g.csv | 1000
XR2-5 | A_PoliV3_P_All | 2 | 5_0608h.csv | F:\UPOD\Cell_DLE\CSV_files_raw_nieuwe_structuur\2008\K2\T05 | F:\UPOD\Cell_DLE\CSV_files_raw_nieuwe_structuur\2008\K2\T05\5_0608h.csv | 1000
XR2-5 | A_PoliV3_P_All | 2 | 5_0608i.csv | F:\UPOD\Cell_DLE\CSV_files_raw_nieuwe_structuur\2008\K2\T05 | F:\UPOD\Cell_DLE\CSV_files_raw_nieuwe_structuur\2008\K2\T05\5_0608i.csv | 808
XR2-5 | A_PoliV3_P_All | 2 | 5_0708A.CSV | F:\UPOD\Cell_DLE\CSV_files_raw_nieuwe_structuur\2008\K3\T04 | F:\UPOD\Cell_DLE\CSV_files_raw_nieuwe_structuur\2008\K3\T04\5_0708A.CSV | 1000
XR2-5 | A_PoliV3_P_All | 2 | 5_0708b.csv | F:\UPOD\Cell_DLE\CSV_files_raw_nieuwe_structuur\2008\K3\T04 | F:\UPOD\Cell_DLE\CSV_files_raw_nieuwe_structuur\2008\K3\T04\5_0708b.csv | 1000
XR2-5 | A_PoliV3_P_All | 2 | 5_0708c.csv | F:\UPOD\Cell_DLE\CSV_files_raw_nieuwe_structuur\2008\K3\T04 | F:\UPOD\Cell_DLE\CSV_files_raw_nieuwe_structuur\2008\K3\T04\5_0708c.csv | 1000
XR2-5 | A_PoliV3_P_All | 2 | 5_0708d.csv | F:\UPOD\Cell_DLE\CSV_files_raw_nieuwe_structuur\2008\K3\T04 | F:\UPOD\Cell_DLE\CSV_files_raw_nieuwe_structuur\2008\K3\T04\5_0708d.csv | 1000
XR2-5 | A_PoliV3_P_All | 2 | 5_0708e.csv | F:\UPOD\Cell_DLE\CSV_files_raw_nieuwe_structuur\2008\K3\T04 | F:\UPOD\Cell_DLE\CSV_files_raw_nieuwe_structuur\2008\K3\T04\5_0708e.csv | 169
XR2-5 | A_PoliV3_P_All | 2 | 5_0708f.csv | F:\UPOD\Cell_DLE\CSV_files_raw_nieuwe_structuur\2008\K3\T04 | F:\UPOD\Cell_DLE\CSV_files_raw_nieuwe_structuur\2008\K3\T04\5_0708f.csv | 1000
XR2-5 | A_PoliV3_P_All | 2 | 5_0708g.csv | F:\UPOD\Cell_DLE\CSV_files_raw_nieuwe_structuur\2008\K3\T04 | F:\UPOD\Cell_DLE\CSV_files_raw_nieuwe_structuur\2008\K3\T04\5_0708g.csv | 1000
XR2-5 | A_PoliV3_P_All | 2 | 5_0708h.csv | F:\UPOD\Cell_DLE\CSV_files_raw_nieuwe_structuur\2008\K3\T04 | F:\UPOD\Cell_DLE\CSV_files_raw_nieuwe_structuur\2008\K3\T04\5_0708h.csv | 1000
XR2-5 | A_PoliV3_P_All | 2 | 5_0708i.csv | F:\UPOD\Cell_DLE\CSV_files_raw_nieuwe_structuur\2008\K3\T04 | F:\UPOD\Cell_DLE\CSV_files_raw_nieuwe_structuur\2008\K3\T04\5_0708i.csv | 1000
XR2-5 | A_PoliV3_P_All | 2 | 5_0708j.csv | F:\UPOD\Cell_DLE\CSV_files_raw_nieuwe_structuur\2008\K3\T04 | F:\UPOD\Cell_DLE\CSV_files_raw_nieuwe_structuur\2008\K3\T04\5_0708j.csv | 798
XR2-5 | A_PoliV3_P_All | 2 | 5_0808A.CSV | F:\UPOD\Cell_DLE\CSV_files_raw_nieuwe_structuur\2008\K3\T04 | F:\UPOD\Cell_DLE\CSV_files_raw_nieuwe_structuur\2008\K3\T04\5_0808A.CSV | 1000
XR2-5 | A_PoliV3_P_All | 2 | 5_0808B.CSV | F:\UPOD\Cell_DLE\CSV_files_raw_nieuwe_structuur\2008\K3\T04 | F:\UPOD\Cell_DLE\CSV_files_raw_nieuwe_structuur\2008\K3\T04\5_0808B.CSV | 1000
XR2-5 | A_PoliV3_P_All | 2 | 5_0808C.CSV | F:\UPOD\Cell_DLE\CSV_files_raw_nieuwe_structuur\2008\K3\T04 | F:\UPOD\Cell_DLE\CSV_files_raw_nieuwe_structuur\2008\K3\T04\5_0808C.CSV | 1000
XR2-5 | A_PoliV3_P_All | 2 | 5_0808D.CSV | F:\UPOD\Cell_DLE\CSV_files_raw_nieuwe_structuur\2008\K3\T04 | F:\UPOD\Cell_DLE\CSV_files_raw_nieuwe_structuur\2008\K3\T04\5_0808D.CSV | 1000
XR2-5 | A_PoliV3_P_All | 2 | 5_0808E.CSV | F:\UPOD\Cell_DLE\CSV_files_raw_nieuwe_structuur\2008\K3\T04 | F:\UPOD\Cell_DLE\CSV_files_raw_nieuwe_structuur\2008\K3\T04\5_0808E.CSV | 213
XR2-5 | A_PoliV3_P_All | 2 | 5_0808f.csv | F:\UPOD\Cell_DLE\CSV_files_raw_nieuwe_structuur\2008\K3\T04 | F:\UPOD\Cell_DLE\CSV_files_raw_nieuwe_structuur\2008\K3\T04\5_0808f.csv | 1000
XR2-5 | A_PoliV3_P_All | 2 | 5_0808g.csv | F:\UPOD\Cell_DLE\CSV_files_raw_nieuwe_structuur\2008\K3\T04 | F:\UPOD\Cell_DLE\CSV_files_raw_nieuwe_structuur\2008\K3\T04\5_0808g.csv | 1000
XR2-5 | A_PoliV3_P_All | 2 | 5_0808h.csv | F:\UPOD\Cell_DLE\CSV_files_raw_nieuwe_structuur\2008\K3\T04 | F:\UPOD\Cell_DLE\CSV_files_raw_nieuwe_structuur\2008\K3\T04\5_0808h.csv | 1000
XR2-5 | A_PoliV3_P_All | 2 | 5_0808i.csv | F:\UPOD\Cell_DLE\CSV_files_raw_nieuwe_structuur\2008\K3\T04 | F:\UPOD\Cell_DLE\CSV_files_raw_nieuwe_structuur\2008\K3\T04\5_0808i.csv | 772
XR2-5 | A_PoliV3_P_All | 2 | 5_0901a.csv | F:\UPOD\Cell_DLE\CSV_files_raw_nieuwe_structuur\2008\DataLogExtracts-42193az_oud | F:\UPOD\Cell_DLE\CSV_files_raw_nieuwe_structuur\2008\DataLogExtracts-42193az_oud\5_0901a.csv | 1000
XR2-5 | A_PoliV3_P_All | 2 | 5_0901a.csv | F:\UPOD\Cell_DLE\CSV_files_raw_nieuwe_structuur\2009\K1\T05 | F:\UPOD\Cell_DLE\CSV_files_raw_nieuwe_structuur\2009\K1\T05\5_0901a.csv | 1000
XR2-5 | A_PoliV3_P_All | 2 | 5_0901f.csv | F:\UPOD\Cell_DLE\CSV_files_raw_nieuwe_structuur\2008\DataLogExtracts-42193az_oud | F:\UPOD\Cell_DLE\CSV_files_raw_nieuwe_structuur\2008\DataLogExtracts-42193az_oud\5_0901f.csv | 1000
XR2-5 | A_PoliV3_P_All | 2 | 5_0901f.csv | F:\UPOD\Cell_DLE\CSV_files_raw_nieuwe_structuur\2009\K1\T05 | F:\UPOD\Cell_DLE\CSV_files_raw_nieuwe_structuur\2009\K1\T05\5_0901f.csv | 1000
XR2-5 | A_PoliV3_P_All | 2 | 5_0901g.csv | F:\UPOD\Cell_DLE\CSV_files_raw_nieuwe_structuur\2008\DataLogExtracts-42193az_oud | F:\UPOD\Cell_DLE\CSV_files_raw_nieuwe_structuur\2008\DataLogExtracts-42193az_oud\5_0901g.csv | 1000
XR2-5 | A_PoliV3_P_All | 2 | 5_0901g.csv | F:\UPOD\Cell_DLE\CSV_files_raw_nieuwe_structuur\2009\K1\T05 | F:\UPOD\Cell_DLE\CSV_files_raw_nieuwe_structuur\2009\K1\T05\5_0901g.csv | 1000
XR2-5 | A_PoliV3_P_All | 2 | 5_0901h.csv | F:\UPOD\Cell_DLE\CSV_files_raw_nieuwe_structuur\2008\DataLogExtracts-42193az_oud | F:\UPOD\Cell_DLE\CSV_files_raw_nieuwe_structuur\2008\DataLogExtracts-42193az_oud\5_0901h.csv | 1000
XR2-5 | A_PoliV3_P_All | 2 | 5_0901h.csv | F:\UPOD\Cell_DLE\CSV_files_raw_nieuwe_structuur\2009\K1\T05 | F:\UPOD\Cell_DLE\CSV_files_raw_nieuwe_structuur\2009\K1\T05\5_0901h.csv | 1000
XR2-5 | A_PoliV3_P_All | 2 | 5_0902a.csv | F:\UPOD\Cell_DLE\CSV_files_raw_nieuwe_structuur\2008\DataLogExtracts-42193az_oud | F:\UPOD\Cell_DLE\CSV_files_raw_nieuwe_structuur\2008\DataLogExtracts-42193az_oud\5_0902a.csv | 1000
XR2-5 | A_PoliV3_P_All | 2 | 5_0902a.csv | F:\UPOD\Cell_DLE\CSV_files_raw_nieuwe_structuur\2009\K1\T05 | F:\UPOD\Cell_DLE\CSV_files_raw_nieuwe_structuur\2009\K1\T05\5_0902a.csv | 1000
XR2-5 | A_PoliV3_P_All | 2 | 5_0902b.csv | F:\UPOD\Cell_DLE\CSV_files_raw_nieuwe_structuur\2008\DataLogExtracts-42193az_oud | F:\UPOD\Cell_DLE\CSV_files_raw_nieuwe_structuur\2008\DataLogExtracts-42193az_oud\5_0902b.csv | 1000
XR2-5 | A_PoliV3_P_All | 2 | 5_0902b.csv | F:\UPOD\Cell_DLE\CSV_files_raw_nieuwe_structuur\2009\K1\T05 | F:\UPOD\Cell_DLE\CSV_files_raw_nieuwe_structuur\2009\K1\T05\5_0902b.csv | 1000
XR2-5 | A_PoliV3_P_All | 2 | 5_0902c.csv | F:\UPOD\Cell_DLE\CSV_files_raw_nieuwe_structuur\2008\DataLogExtracts-42193az_oud | F:\UPOD\Cell_DLE\CSV_files_raw_nieuwe_structuur\2008\DataLogExtracts-42193az_oud\5_0902c.csv | 1000
XR2-5 | A_PoliV3_P_All | 2 | 5_0902c.csv | F:\UPOD\Cell_DLE\CSV_files_raw_nieuwe_structuur\2009\K1\T05 | F:\UPOD\Cell_DLE\CSV_files_raw_nieuwe_structuur\2009\K1\T05\5_0902c.csv | 1000
XR2-5 | A_PoliV3_P_All | 2 | 5_0902d.csv | F:\UPOD\Cell_DLE\CSV_files_raw_nieuwe_structuur\2008\DataLogExtracts-42193az_oud | F:\UPOD\Cell_DLE\CSV_files_raw_nieuwe_structuur\2008\DataLogExtracts-42193az_oud\5_0902d.csv | 1000
XR2-5 | A_PoliV3_P_All | 2 | 5_0902d.csv | F:\UPOD\Cell_DLE\CSV_files_raw_nieuwe_structuur\2009\K1\T05 | F:\UPOD\Cell_DLE\CSV_files_raw_nieuwe_structuur\2009\K1\T05\5_0902d.csv | 1000
XR2-5 | A_PoliV3_P_All | 2 | 5_0902f.csv | F:\UPOD\Cell_DLE\CSV_files_raw_nieuwe_structuur\2008\DataLogExtracts-42193az_oud | F:\UPOD\Cell_DLE\CSV_files_raw_nieuwe_structuur\2008\DataLogExtracts-42193az_oud\5_0902f.csv | 636
XR2-5 | A_PoliV3_P_All | 2 | 5_0902f.csv | F:\UPOD\Cell_DLE\CSV_files_raw_nieuwe_structuur\2009\K1\T05 | F:\UPOD\Cell_DLE\CSV_files_raw_nieuwe_structuur\2009\K1\T05\5_0902f.csv | 1000
XR2-5 | A_PoliV3_P_All | 2 | 5_0902g.csv | F:\UPOD\Cell_DLE\CSV_files_raw_nieuwe_structuur\2009\K1\T05 | F:\UPOD\Cell_DLE\CSV_files_raw_nieuwe_structuur\2009\K1\T05\5_0902g.csv | 1000
XR2-5 | A_PoliV3_P_All | 2 | 5_0902h.csv | F:\UPOD\Cell_DLE\CSV_files_raw_nieuwe_structuur\2009\K1\T05 | F:\UPOD\Cell_DLE\CSV_files_raw_nieuwe_structuur\2009\K1\T05\5_0902h.csv | 1000
XR2-5 | A_PoliV3_P_All | 2 | 5_0902i.csv | F:\UPOD\Cell_DLE\CSV_files_raw_nieuwe_structuur\2009\K1\T05 | F:\UPOD\Cell_DLE\CSV_files_raw_nieuwe_structuur\2009\K1\T05\5_0902i.csv | 519
XR2-5 | A_PoliV3_P_All | 2 | 5_0903G.CSV | F:\UPOD\Cell_DLE\CSV_files_raw_nieuwe_structuur\2009\K1\T05 | F:\UPOD\Cell_DLE\CSV_files_raw_nieuwe_structuur\2009\K1\T05\5_0903G.CSV | 1000
XR2-5 | A_PoliV3_P_All | 2 | 5_0903H.CSV | F:\UPOD\Cell_DLE\CSV_files_raw_nieuwe_structuur\2009\K1\T05 | F:\UPOD\Cell_DLE\CSV_files_raw_nieuwe_structuur\2009\K1\T05\5_0903H.CSV | 1000
XR2-5 | A_PoliV3_P_All | 2 | 5_0903c.csv | F:\UPOD\Cell_DLE\CSV_files_raw_nieuwe_structuur\2009\K1\T05 | F:\UPOD\Cell_DLE\CSV_files_raw_nieuwe_structuur\2009\K1\T05\5_0903c.csv | 863
XR2-5 | A_PoliV3_P_All | 2 | 5_0903d.csv | F:\UPOD\Cell_DLE\CSV_files_raw_nieuwe_structuur\2009\K1\T05 | F:\UPOD\Cell_DLE\CSV_files_raw_nieuwe_structuur\2009\K1\T05\5_0903d.csv | 1000
XR2-5 | A_PoliV3_P_All | 2 | 5_0903e.csv | F:\UPOD\Cell_DLE\CSV_files_raw_nieuwe_structuur\2009\K1\T05 | F:\UPOD\Cell_DLE\CSV_files_raw_nieuwe_structuur\2009\K1\T05\5_0903e.csv | 1000
XR2-5 | A_PoliV3_P_All | 2 | 5_0903f.csv | F:\UPOD\Cell_DLE\CSV_files_raw_nieuwe_structuur\2009\K1\T05 | F:\UPOD\Cell_DLE\CSV_files_raw_nieuwe_structuur\2009\K1\T05\5_0903f.csv | 391
XR2-5 | A_PoliV3_P_All | 2 | 5_0903i.csv | F:\UPOD\Cell_DLE\CSV_files_raw_nieuwe_structuur\2009\K1\T05 | F:\UPOD\Cell_DLE\CSV_files_raw_nieuwe_structuur\2009\K1\T05\5_0903i.csv | 597
XR2-5 | A_PoliV3_P_All | 2 | 5_0908a.csv | F:\UPOD\Cell_DLE\CSV_files_raw_nieuwe_structuur\2008\K3\T04 | F:\UPOD\Cell_DLE\CSV_files_raw_nieuwe_structuur\2008\K3\T04\5_0908a.csv | 1000
XR2-5 | A_PoliV3_P_All | 2 | 5_0908b.csv | F:\UPOD\Cell_DLE\CSV_files_raw_nieuwe_structuur\2008\K3\T04 | F:\UPOD\Cell_DLE\CSV_files_raw_nieuwe_structuur\2008\K3\T04\5_0908b.csv | 1000
XR2-5 | A_PoliV3_P_All | 2 | 5_0908c.csv | F:\UPOD\Cell_DLE\CSV_files_raw_nieuwe_structuur\2008\K3\T04 | F:\UPOD\Cell_DLE\CSV_files_raw_nieuwe_structuur\2008\K3\T04\5_0908c.csv | 1000
XR2-5 | A_PoliV3_P_All | 2 | 5_0908d.csv | F:\UPOD\Cell_DLE\CSV_files_raw_nieuwe_structuur\2008\K3\T04 | F:\UPOD\Cell_DLE\CSV_files_raw_nieuwe_structuur\2008\K3\T04\5_0908d.csv | 1000
XR2-5 | A_PoliV3_P_All | 2 | 5_0908e.csv | F:\UPOD\Cell_DLE\CSV_files_raw_nieuwe_structuur\2008\K3\T04 | F:\UPOD\Cell_DLE\CSV_files_raw_nieuwe_structuur\2008\K3\T04\5_0908e.csv | 861
XR2-5 | A_PoliV3_P_All | 2 | 5_0908f.csv | F:\UPOD\Cell_DLE\CSV_files_raw_nieuwe_structuur\2008\DataLogExtracts-42193az_oud | F:\UPOD\Cell_DLE\CSV_files_raw_nieuwe_structuur\2008\DataLogExtracts-42193az_oud\5_0908f.csv | 1000
XR2-5 | A_PoliV3_P_All | 2 | 5_0908f.csv | F:\UPOD\Cell_DLE\CSV_files_raw_nieuwe_structuur\2008\K3\T04 | F:\UPOD\Cell_DLE\CSV_files_raw_nieuwe_structuur\2008\K3\T04\5_0908f.csv | 1000
XR2-5 | A_PoliV3_P_All | 2 | 5_0908g.csv | F:\UPOD\Cell_DLE\CSV_files_raw_nieuwe_structuur\2008\DataLogExtracts-42193az_oud | F:\UPOD\Cell_DLE\CSV_files_raw_nieuwe_structuur\2008\DataLogExtracts-42193az_oud\5_0908g.csv | 1000
XR2-5 | A_PoliV3_P_All | 2 | 5_0908g.csv | F:\UPOD\Cell_DLE\CSV_files_raw_nieuwe_structuur\2008\K3\T04 | F:\UPOD\Cell_DLE\CSV_files_raw_nieuwe_structuur\2008\K3\T04\5_0908g.csv | 1000
XR2-5 | A_PoliV3_P_All | 2 | 5_0908h.csv | F:\UPOD\Cell_DLE\CSV_files_raw_nieuwe_structuur\2008\DataLogExtracts-42193az_oud | F:\UPOD\Cell_DLE\CSV_files_raw_nieuwe_structuur\2008\DataLogExtracts-42193az_oud\5_0908h.csv | 1000
XR2-5 | A_PoliV3_P_All | 2 | 5_0908h.csv | F:\UPOD\Cell_DLE\CSV_files_raw_nieuwe_structuur\2008\K3\T04 | F:\UPOD\Cell_DLE\CSV_files_raw_nieuwe_structuur\2008\K3\T04\5_0908h.csv | 1000
XR2-5 | A_PoliV3_P_All | 2 | 5_0908i.csv | F:\UPOD\Cell_DLE\CSV_files_raw_nieuwe_structuur\2008\DataLogExtracts-42193az_oud | F:\UPOD\Cell_DLE\CSV_files_raw_nieuwe_structuur\2008\DataLogExtracts-42193az_oud\5_0908i.csv | 968
XR2-5 | A_PoliV3_P_All | 2 | 5_0908i.csv | F:\UPOD\Cell_DLE\CSV_files_raw_nieuwe_structuur\2008\K3\T04 | F:\UPOD\Cell_DLE\CSV_files_raw_nieuwe_structuur\2008\K3\T04\5_0908i.csv | 968
XR2-5 | A_PoliV3_P_All | 2 | 5_1008a.csv | F:\UPOD\Cell_DLE\CSV_files_raw_nieuwe_structuur\2008\DataLogExtracts-42193az_oud | F:\UPOD\Cell_DLE\CSV_files_raw_nieuwe_structuur\2008\DataLogExtracts-42193az_oud\5_1008a.csv | 1000
XR2-5 | A_PoliV3_P_All | 2 | 5_1008a.csv | F:\UPOD\Cell_DLE\CSV_files_raw_nieuwe_structuur\2008\K4\T04 | F:\UPOD\Cell_DLE\CSV_files_raw_nieuwe_structuur\2008\K4\T04\5_1008a.csv | 1000
XR2-5 | A_PoliV3_P_All | 2 | 5_1008b.csv | F:\UPOD\Cell_DLE\CSV_files_raw_nieuwe_structuur\2008\DataLogExtracts-42193az_oud | F:\UPOD\Cell_DLE\CSV_files_raw_nieuwe_structuur\2008\DataLogExtracts-42193az_oud\5_1008b.csv | 1000
XR2-5 | A_PoliV3_P_All | 2 | 5_1008b.csv | F:\UPOD\Cell_DLE\CSV_files_raw_nieuwe_structuur\2008\K4\T04 | F:\UPOD\Cell_DLE\CSV_files_raw_nieuwe_structuur\2008\K4\T04\5_1008b.csv | 1000
XR2-5 | A_PoliV3_P_All | 2 | 5_1008c.csv | F:\UPOD\Cell_DLE\CSV_files_raw_nieuwe_structuur\2008\DataLogExtracts-42193az_oud | F:\UPOD\Cell_DLE\CSV_files_raw_nieuwe_structuur\2008\DataLogExtracts-42193az_oud\5_1008c.csv | 1000
XR2-5 | A_PoliV3_P_All | 2 | 5_1008c.csv | F:\UPOD\Cell_DLE\CSV_files_raw_nieuwe_structuur\2008\K4\T04 | F:\UPOD\Cell_DLE\CSV_files_raw_nieuwe_structuur\2008\K4\T04\5_1008c.csv | 1000
XR2-5 | A_PoliV3_P_All | 2 | 5_1008d.csv | F:\UPOD\Cell_DLE\CSV_files_raw_nieuwe_structuur\2008\DataLogExtracts-42193az_oud | F:\UPOD\Cell_DLE\CSV_files_raw_nieuwe_structuur\2008\DataLogExtracts-42193az_oud\5_1008d.csv | 864
XR2-5 | A_PoliV3_P_All | 2 | 5_1008d.csv | F:\UPOD\Cell_DLE\CSV_files_raw_nieuwe_structuur\2008\K4\T04 | F:\UPOD\Cell_DLE\CSV_files_raw_nieuwe_structuur\2008\K4\T04\5_1008d.csv | 864
XR2-5 | A_PoliV3_P_All | 2 | 5_1008e.csv | F:\UPOD\Cell_DLE\CSV_files_raw_nieuwe_structuur\2008\DataLogExtracts-42193az_oud | F:\UPOD\Cell_DLE\CSV_files_raw_nieuwe_structuur\2008\DataLogExtracts-42193az_oud\5_1008e.csv | 1000
XR2-5 | A_PoliV3_P_All | 2 | 5_1008e.csv | F:\UPOD\Cell_DLE\CSV_files_raw_nieuwe_structuur\2008\K4\T04 | F:\UPOD\Cell_DLE\CSV_files_raw_nieuwe_structuur\2008\K4\T04\5_1008e.csv | 1000
XR2-5 | A_PoliV3_P_All | 2 | 5_1008f.csv | F:\UPOD\Cell_DLE\CSV_files_raw_nieuwe_structuur\2008\DataLogExtracts-42193az_oud | F:\UPOD\Cell_DLE\CSV_files_raw_nieuwe_structuur\2008\DataLogExtracts-42193az_oud\5_1008f.csv | 1000
XR2-5 | A_PoliV3_P_All | 2 | 5_1008f.csv | F:\UPOD\Cell_DLE\CSV_files_raw_nieuwe_structuur\2008\K4\T04 | F:\UPOD\Cell_DLE\CSV_files_raw_nieuwe_structuur\2008\K4\T04\5_1008f.csv | 1000
XR2-5 | A_PoliV3_P_All | 2 | 5_1008g.csv | F:\UPOD\Cell_DLE\CSV_files_raw_nieuwe_structuur\2008\DataLogExtracts-42193az_oud | F:\UPOD\Cell_DLE\CSV_files_raw_nieuwe_structuur\2008\DataLogExtracts-42193az_oud\5_1008g.csv | 1000
XR2-5 | A_PoliV3_P_All | 2 | 5_1008g.csv | F:\UPOD\Cell_DLE\CSV_files_raw_nieuwe_structuur\2008\K4\T04 | F:\UPOD\Cell_DLE\CSV_files_raw_nieuwe_structuur\2008\K4\T04\5_1008g.csv | 1000
XR2-5 | A_PoliV3_P_All | 2 | 5_1008h.csv | F:\UPOD\Cell_DLE\CSV_files_raw_nieuwe_structuur\2008\DataLogExtracts-42193az_oud | F:\UPOD\Cell_DLE\CSV_files_raw_nieuwe_structuur\2008\DataLogExtracts-42193az_oud\5_1008h.csv | 1000
XR2-5 | A_PoliV3_P_All | 2 | 5_1008h.csv | F:\UPOD\Cell_DLE\CSV_files_raw_nieuwe_structuur\2008\K4\T04 | F:\UPOD\Cell_DLE\CSV_files_raw_nieuwe_structuur\2008\K4\T04\5_1008h.csv | 1000
XR2-5 | A_PoliV3_P_All | 2 | 5_1008i.csv | F:\UPOD\Cell_DLE\CSV_files_raw_nieuwe_structuur\2008\DataLogExtracts-42193az_oud | F:\UPOD\Cell_DLE\CSV_files_raw_nieuwe_structuur\2008\DataLogExtracts-42193az_oud\5_1008i.csv | 247
XR2-5 | A_PoliV3_P_All | 2 | 5_1008i.csv | F:\UPOD\Cell_DLE\CSV_files_raw_nieuwe_structuur\2008\K4\T04 | F:\UPOD\Cell_DLE\CSV_files_raw_nieuwe_structuur\2008\K4\T04\5_1008i.csv | 247
XR2-5 | A_PoliV3_P_All | 2 | 5_1108D.CSV | F:\UPOD\Cell_DLE\CSV_files_raw_nieuwe_structuur\2008\DataLogExtracts-42193az_oud | F:\UPOD\Cell_DLE\CSV_files_raw_nieuwe_structuur\2008\DataLogExtracts-42193az_oud\5_1108D.CSV | 1000
XR2-5 | A_PoliV3_P_All | 2 | 5_1108D.CSV | F:\UPOD\Cell_DLE\CSV_files_raw_nieuwe_structuur\2008\K4\T04 | F:\UPOD\Cell_DLE\CSV_files_raw_nieuwe_structuur\2008\K4\T04\5_1108D.CSV | 1000
XR2-5 | A_PoliV3_P_All | 2 | 5_1108E.CSV | F:\UPOD\Cell_DLE\CSV_files_raw_nieuwe_structuur\2008\DataLogExtracts-42193az_oud | F:\UPOD\Cell_DLE\CSV_files_raw_nieuwe_structuur\2008\DataLogExtracts-42193az_oud\5_1108E.CSV | 363
XR2-5 | A_PoliV3_P_All | 2 | 5_1108E.CSV | F:\UPOD\Cell_DLE\CSV_files_raw_nieuwe_structuur\2008\K4\T04 | F:\UPOD\Cell_DLE\CSV_files_raw_nieuwe_structuur\2008\K4\T04\5_1108E.CSV | 363
XR2-5 | A_PoliV3_P_All | 2 | 5_1108J.csv | F:\UPOD\Cell_DLE\CSV_files_raw_nieuwe_structuur\2008\DataLogExtracts-42193az_oud | F:\UPOD\Cell_DLE\CSV_files_raw_nieuwe_structuur\2008\DataLogExtracts-42193az_oud\5_1108J.csv | 612
XR2-5 | A_PoliV3_P_All | 2 | 5_1108J.csv | F:\UPOD\Cell_DLE\CSV_files_raw_nieuwe_structuur\2008\K4\T04 | F:\UPOD\Cell_DLE\CSV_files_raw_nieuwe_structuur\2008\K4\T04\5_1108J.csv | 612
XR2-5 | A_PoliV3_P_All | 2 | 5_1108a.csv | F:\UPOD\Cell_DLE\CSV_files_raw_nieuwe_structuur\2008\DataLogExtracts-42193az_oud | F:\UPOD\Cell_DLE\CSV_files_raw_nieuwe_structuur\2008\DataLogExtracts-42193az_oud\5_1108a.csv | 1000
XR2-5 | A_PoliV3_P_All | 2 | 5_1108a.csv | F:\UPOD\Cell_DLE\CSV_files_raw_nieuwe_structuur\2008\K4\T04 | F:\UPOD\Cell_DLE\CSV_files_raw_nieuwe_structuur\2008\K4\T04\5_1108a.csv | 1000
XR2-5 | A_PoliV3_P_All | 2 | 5_1108b.csv | F:\UPOD\Cell_DLE\CSV_files_raw_nieuwe_structuur\2008\DataLogExtracts-42193az_oud | F:\UPOD\Cell_DLE\CSV_files_raw_nieuwe_structuur\2008\DataLogExtracts-42193az_oud\5_1108b.csv | 1000
XR2-5 | A_PoliV3_P_All | 2 | 5_1108b.csv | F:\UPOD\Cell_DLE\CSV_files_raw_nieuwe_structuur\2008\K4\T04 | F:\UPOD\Cell_DLE\CSV_files_raw_nieuwe_structuur\2008\K4\T04\5_1108b.csv | 1000
XR2-5 | A_PoliV3_P_All | 2 | 5_1108c.csv | F:\UPOD\Cell_DLE\CSV_files_raw_nieuwe_structuur\2008\DataLogExtracts-42193az_oud | F:\UPOD\Cell_DLE\CSV_files_raw_nieuwe_structuur\2008\DataLogExtracts-42193az_oud\5_1108c.csv | 1000
XR2-5 | A_PoliV3_P_All | 2 | 5_1108c.csv | F:\UPOD\Cell_DLE\CSV_files_raw_nieuwe_structuur\2008\K4\T04 | F:\UPOD\Cell_DLE\CSV_files_raw_nieuwe_structuur\2008\K4\T04\5_1108c.csv | 1000
XR2-5 | A_PoliV3_P_All | 2 | 5_1108g.csv | F:\UPOD\Cell_DLE\CSV_files_raw_nieuwe_structuur\2008\DataLogExtracts-42193az_oud | F:\UPOD\Cell_DLE\CSV_files_raw_nieuwe_structuur\2008\DataLogExtracts-42193az_oud\5_1108g.csv | 1000
XR2-5 | A_PoliV3_P_All | 2 | 5_1108g.csv | F:\UPOD\Cell_DLE\CSV_files_raw_nieuwe_structuur\2008\K4\T04 | F:\UPOD\Cell_DLE\CSV_files_raw_nieuwe_structuur\2008\K4\T04\5_1108g.csv | 1000
XR2-5 | A_PoliV3_P_All | 2 | 5_1108h.csv | F:\UPOD\Cell_DLE\CSV_files_raw_nieuwe_structuur\2008\DataLogExtracts-42193az_oud | F:\UPOD\Cell_DLE\CSV_files_raw_nieuwe_structuur\2008\DataLogExtracts-42193az_oud\5_1108h.csv | 1000
XR2-5 | A_PoliV3_P_All | 2 | 5_1108h.csv | F:\UPOD\Cell_DLE\CSV_files_raw_nieuwe_structuur\2008\K4\T04 | F:\UPOD\Cell_DLE\CSV_files_raw_nieuwe_structuur\2008\K4\T04\5_1108h.csv | 1000
XR2-5 | A_PoliV3_P_All | 2 | 5_1108i.csv | F:\UPOD\Cell_DLE\CSV_files_raw_nieuwe_structuur\2008\DataLogExtracts-42193az_oud | F:\UPOD\Cell_DLE\CSV_files_raw_nieuwe_structuur\2008\DataLogExtracts-42193az_oud\5_1108i.csv | 1000
XR2-5 | A_PoliV3_P_All | 2 | 5_1108i.csv | F:\UPOD\Cell_DLE\CSV_files_raw_nieuwe_structuur\2008\K4\T04 | F:\UPOD\Cell_DLE\CSV_files_raw_nieuwe_structuur\2008\K4\T04\5_1108i.csv | 1000
XR2-5 | A_PoliV3_P_All | 2 | 5_1208a.csv | F:\UPOD\Cell_DLE\CSV_files_raw_nieuwe_structuur\2008\DataLogExtracts-42193az_oud | F:\UPOD\Cell_DLE\CSV_files_raw_nieuwe_structuur\2008\DataLogExtracts-42193az_oud\5_1208a.csv | 1000
XR2-5 | A_PoliV3_P_All | 2 | 5_1208a.csv | F:\UPOD\Cell_DLE\CSV_files_raw_nieuwe_structuur\2008\K4\t05 | F:\UPOD\Cell_DLE\CSV_files_raw_nieuwe_structuur\2008\K4\t05\5_1208a.csv | 1000
XR2-5 | A_PoliV3_P_All | 2 | 5_1208b.csv | F:\UPOD\Cell_DLE\CSV_files_raw_nieuwe_structuur\2008\DataLogExtracts-42193az_oud | F:\UPOD\Cell_DLE\CSV_files_raw_nieuwe_structuur\2008\DataLogExtracts-42193az_oud\5_1208b.csv | 1000
XR2-5 | A_PoliV3_P_All | 2 | 5_1208b.csv | F:\UPOD\Cell_DLE\CSV_files_raw_nieuwe_structuur\2008\K4\t05 | F:\UPOD\Cell_DLE\CSV_files_raw_nieuwe_structuur\2008\K4\t05\5_1208b.csv | 1000
XR2-5 | A_PoliV3_P_All | 2 | 5_1208c.csv | F:\UPOD\Cell_DLE\CSV_files_raw_nieuwe_structuur\2008\DataLogExtracts-42193az_oud | F:\UPOD\Cell_DLE\CSV_files_raw_nieuwe_structuur\2008\DataLogExtracts-42193az_oud\5_1208c.csv | 1000
XR2-5 | A_PoliV3_P_All | 2 | 5_1208c.csv | F:\UPOD\Cell_DLE\CSV_files_raw_nieuwe_structuur\2008\K4\t05 | F:\UPOD\Cell_DLE\CSV_files_raw_nieuwe_structuur\2008\K4\t05\5_1208c.csv | 1000
XR2-5 | A_PoliV3_P_All | 2 | 5_1208d.csv | F:\UPOD\Cell_DLE\CSV_files_raw_nieuwe_structuur\2008\DataLogExtracts-42193az_oud | F:\UPOD\Cell_DLE\CSV_files_raw_nieuwe_structuur\2008\DataLogExtracts-42193az_oud\5_1208d.csv | 1000
XR2-5 | A_PoliV3_P_All | 2 | 5_1208d.csv | F:\UPOD\Cell_DLE\CSV_files_raw_nieuwe_structuur\2008\K4\t05 | F:\UPOD\Cell_DLE\CSV_files_raw_nieuwe_structuur\2008\K4\t05\5_1208d.csv | 1000
XR2-5 | A_PoliV3_P_All | 2 | 5_1208e.csv | F:\UPOD\Cell_DLE\CSV_files_raw_nieuwe_structuur\2008\DataLogExtracts-42193az_oud | F:\UPOD\Cell_DLE\CSV_files_raw_nieuwe_structuur\2008\DataLogExtracts-42193az_oud\5_1208e.csv | 1000
XR2-5 | A_PoliV3_P_All | 2 | 5_1208e.csv | F:\UPOD\Cell_DLE\CSV_files_raw_nieuwe_structuur\2008\K4\t05 | F:\UPOD\Cell_DLE\CSV_files_raw_nieuwe_structuur\2008\K4\t05\5_1208e.csv | 1000
XR2-5 | A_PoliV3_P_All | 2 | 5_1208f.csv | F:\UPOD\Cell_DLE\CSV_files_raw_nieuwe_structuur\2008\DataLogExtracts-42193az_oud | F:\UPOD\Cell_DLE\CSV_files_raw_nieuwe_structuur\2008\DataLogExtracts-42193az_oud\5_1208f.csv | 342
XR2-5 | A_PoliV3_P_All | 2 | 5_1208f.csv | F:\UPOD\Cell_DLE\CSV_files_raw_nieuwe_structuur\2008\K4\t05 | F:\UPOD\Cell_DLE\CSV_files_raw_nieuwe_structuur\2008\K4\t05\5_1208f.csv | 342
XR2-5 | A_PoliV3_P_All | 2 | 5_1208g.csv | F:\UPOD\Cell_DLE\CSV_files_raw_nieuwe_structuur\2008\DataLogExtracts-42193az_oud | F:\UPOD\Cell_DLE\CSV_files_raw_nieuwe_structuur\2008\DataLogExtracts-42193az_oud\5_1208g.csv | 1000
XR2-5 | A_PoliV3_P_All | 2 | 5_1208g.csv | F:\UPOD\Cell_DLE\CSV_files_raw_nieuwe_structuur\2008\K4\t05 | F:\UPOD\Cell_DLE\CSV_files_raw_nieuwe_structuur\2008\K4\t05\5_1208g.csv | 1000
XR2-5 | A_PoliV3_P_All | 2 | 5_1208h.csv | F:\UPOD\Cell_DLE\CSV_files_raw_nieuwe_structuur\2008\DataLogExtracts-42193az_oud | F:\UPOD\Cell_DLE\CSV_files_raw_nieuwe_structuur\2008\DataLogExtracts-42193az_oud\5_1208h.csv | 1000
XR2-5 | A_PoliV3_P_All | 2 | 5_1208h.csv | F:\UPOD\Cell_DLE\CSV_files_raw_nieuwe_structuur\2008\K4\t05 | F:\UPOD\Cell_DLE\CSV_files_raw_nieuwe_structuur\2008\K4\t05\5_1208h.csv | 1000
XR2-5 | A_PoliV3_P_All | 2 | 5_1208i.csv | F:\UPOD\Cell_DLE\CSV_files_raw_nieuwe_structuur\2008\DataLogExtracts-42193az_oud | F:\UPOD\Cell_DLE\CSV_files_raw_nieuwe_structuur\2008\DataLogExtracts-42193az_oud\5_1208i.csv | 1000
XR2-5 | A_PoliV3_P_All | 2 | 5_1208i.csv | F:\UPOD\Cell_DLE\CSV_files_raw_nieuwe_structuur\2008\K4\t05 | F:\UPOD\Cell_DLE\CSV_files_raw_nieuwe_structuur\2008\K4\t05\5_1208i.csv | 1000
XR2-5 | A_PoliV3_P_All | 2 | 5_1208j.csv | F:\UPOD\Cell_DLE\CSV_files_raw_nieuwe_structuur\2008\DataLogExtracts-42193az_oud | F:\UPOD\Cell_DLE\CSV_files_raw_nieuwe_structuur\2008\DataLogExtracts-42193az_oud\5_1208j.csv | 337
XR2-5 | A_PoliV3_P_All | 2 | 5_1208j.csv | F:\UPOD\Cell_DLE\CSV_files_raw_nieuwe_structuur\2008\K4\t05 | F:\UPOD\Cell_DLE\CSV_files_raw_nieuwe_structuur\2008\K4\t05\5_1208j.csv | 337
XR2-5 | A_PoliV3_P_All | 2 | 5_redding1.csv | F:\UPOD\Cell_DLE\CSV_files_raw_nieuwe_structuur\2008\DataLogExtracts-42193az_oud | F:\UPOD\Cell_DLE\CSV_files_raw_nieuwe_structuur\2008\DataLogExtracts-42193az_oud\5_redding1.csv | 1000
XR2-5 | A_PoliV3_P_All | 2 | 5_redding1.csv | F:\UPOD\Cell_DLE\CSV_files_raw_nieuwe_structuur\2009\K1\T05 | F:\UPOD\Cell_DLE\CSV_files_raw_nieuwe_structuur\2009\K1\T05\5_redding1.csv | 1000
XR2-5 | A_PoliV3_P_All | 2 | 6_0508e.csv | F:\UPOD\Cell_DLE\CSV_files_raw_nieuwe_structuur\2008\K2\T05 | F:\UPOD\Cell_DLE\CSV_files_raw_nieuwe_structuur\2008\K2\T05\6_0508e.csv | 1000
XR2-5 | A_PoliV3_P_All | 2 | 6_0508f.csv | F:\UPOD\Cell_DLE\CSV_files_raw_nieuwe_structuur\2008\K2\T05 | F:\UPOD\Cell_DLE\CSV_files_raw_nieuwe_structuur\2008\K2\T05\6_0508f.csv | 1121
XR2-5 | A_PoliV3_P_All | 2 | 6_0608E.CSV | F:\UPOD\Cell_DLE\CSV_files_raw_nieuwe_structuur\2008\K2\T05 | F:\UPOD\Cell_DLE\CSV_files_raw_nieuwe_structuur\2008\K2\T05\6_0608E.CSV | 1000
XR2-5 | A_PoliV3_P_All | 2 | 6_0608F.CSV | F:\UPOD\Cell_DLE\CSV_files_raw_nieuwe_structuur\2008\K2\T05 | F:\UPOD\Cell_DLE\CSV_files_raw_nieuwe_structuur\2008\K2\T05\6_0608F.CSV | 468
XR2-5 | A_PoliV3_P_All | 2 | 6_0608a.csv | F:\UPOD\Cell_DLE\CSV_files_raw_nieuwe_structuur\2008\K2\T05 | F:\UPOD\Cell_DLE\CSV_files_raw_nieuwe_structuur\2008\K2\T05\6_0608a.csv | 1000
XR2-5 | A_PoliV3_P_All | 2 | 6_0608b.csv | F:\UPOD\Cell_DLE\CSV_files_raw_nieuwe_structuur\2008\K2\T05 | F:\UPOD\Cell_DLE\CSV_files_raw_nieuwe_structuur\2008\K2\T05\6_0608b.csv | 1000
XR2-5 | A_PoliV3_P_All | 2 | 6_0608c.csv | F:\UPOD\Cell_DLE\CSV_files_raw_nieuwe_structuur\2008\K2\T05 | F:\UPOD\Cell_DLE\CSV_files_raw_nieuwe_structuur\2008\K2\T05\6_0608c.csv | 1023
XR2-5 | A_PoliV3_P_All | 2 | 6_0608d.csv | F:\UPOD\Cell_DLE\CSV_files_raw_nieuwe_structuur\2008\K2\T05 | F:\UPOD\Cell_DLE\CSV_files_raw_nieuwe_structuur\2008\K2\T05\6_0608d.csv | 1000
XR2-5 | A_PoliV3_P_All | 2 | 6_0708a.csv | F:\UPOD\Cell_DLE\CSV_files_raw_nieuwe_structuur\2008\K3\T04 | F:\UPOD\Cell_DLE\CSV_files_raw_nieuwe_structuur\2008\K3\T04\6_0708a.csv | 1000
XR2-5 | A_PoliV3_P_All | 2 | 6_0708b.csv | F:\UPOD\Cell_DLE\CSV_files_raw_nieuwe_structuur\2008\K3\T04 | F:\UPOD\Cell_DLE\CSV_files_raw_nieuwe_structuur\2008\K3\T04\6_0708b.csv | 1000
XR2-5 | A_PoliV3_P_All | 2 | 6_0708c.csv | F:\UPOD\Cell_DLE\CSV_files_raw_nieuwe_structuur\2008\K3\T04 | F:\UPOD\Cell_DLE\CSV_files_raw_nieuwe_structuur\2008\K3\T04\6_0708c.csv | 767
XR2-5 | A_PoliV3_P_All | 2 | 6_0708d.csv | F:\UPOD\Cell_DLE\CSV_files_raw_nieuwe_structuur\2008\K3\T04 | F:\UPOD\Cell_DLE\CSV_files_raw_nieuwe_structuur\2008\K3\T04\6_0708d.csv | 1000
XR2-5 | A_PoliV3_P_All | 2 | 6_0708e.csv | F:\UPOD\Cell_DLE\CSV_files_raw_nieuwe_structuur\2008\K3\T04 | F:\UPOD\Cell_DLE\CSV_files_raw_nieuwe_structuur\2008\K3\T04\6_0708e.csv | 1000
XR2-5 | A_PoliV3_P_All | 2 | 6_0708f.csv | F:\UPOD\Cell_DLE\CSV_files_raw_nieuwe_structuur\2008\K3\T04 | F:\UPOD\Cell_DLE\CSV_files_raw_nieuwe_structuur\2008\K3\T04\6_0708f.csv | 788
XR2-5 | A_PoliV3_P_All | 2 | 6_0808a.csv | F:\UPOD\Cell_DLE\CSV_files_raw_nieuwe_structuur\2008\K3\T04 | F:\UPOD\Cell_DLE\CSV_files_raw_nieuwe_structuur\2008\K3\T04\6_0808a.csv | 1000
XR2-5 | A_PoliV3_P_All | 2 | 6_0808b.csv | F:\UPOD\Cell_DLE\CSV_files_raw_nieuwe_structuur\2008\K3\T04 | F:\UPOD\Cell_DLE\CSV_files_raw_nieuwe_structuur\2008\K3\T04\6_0808b.csv | 1000
XR2-5 | A_PoliV3_P_All | 2 | 6_0808c.csv | F:\UPOD\Cell_DLE\CSV_files_raw_nieuwe_structuur\2008\K3\T04 | F:\UPOD\Cell_DLE\CSV_files_raw_nieuwe_structuur\2008\K3\T04\6_0808c.csv | 278
XR2-5 | A_PoliV3_P_All | 2 | 6_0808d.csv | F:\UPOD\Cell_DLE\CSV_files_raw_nieuwe_structuur\2008\K3\T04 | F:\UPOD\Cell_DLE\CSV_files_raw_nieuwe_structuur\2008\K3\T04\6_0808d.csv | 1000
XR2-5 | A_PoliV3_P_All | 2 | 6_0808e.csv | F:\UPOD\Cell_DLE\CSV_files_raw_nieuwe_structuur\2008\K3\T04 | F:\UPOD\Cell_DLE\CSV_files_raw_nieuwe_structuur\2008\K3\T04\6_0808e.csv | 1000
XR2-5 | A_PoliV3_P_All | 2 | 6_0808f.csv | F:\UPOD\Cell_DLE\CSV_files_raw_nieuwe_structuur\2008\K3\T04 | F:\UPOD\Cell_DLE\CSV_files_raw_nieuwe_structuur\2008\K3\T04\6_0808f.csv | 168
XR2-5 | A_PoliV3_P_All | 2 | 6_0901a.csv | F:\UPOD\Cell_DLE\CSV_files_raw_nieuwe_structuur\2008\DataLogExtracts-42194az_oud | F:\UPOD\Cell_DLE\CSV_files_raw_nieuwe_structuur\2008\DataLogExtracts-42194az_oud\6_0901a.csv | 1000
XR2-5 | A_PoliV3_P_All | 2 | 6_0901a.csv | F:\UPOD\Cell_DLE\CSV_files_raw_nieuwe_structuur\2009\K1\T05 | F:\UPOD\Cell_DLE\CSV_files_raw_nieuwe_structuur\2009\K1\T05\6_0901a.csv | 1000
XR2-5 | A_PoliV3_P_All | 2 | 6_0901b.csv | F:\UPOD\Cell_DLE\CSV_files_raw_nieuwe_structuur\2008\DataLogExtracts-42194az_oud | F:\UPOD\Cell_DLE\CSV_files_raw_nieuwe_structuur\2008\DataLogExtracts-42194az_oud\6_0901b.csv | 1000
XR2-5 | A_PoliV3_P_All | 2 | 6_0901b.csv | F:\UPOD\Cell_DLE\CSV_files_raw_nieuwe_structuur\2009\K1\T05 | F:\UPOD\Cell_DLE\CSV_files_raw_nieuwe_structuur\2009\K1\T05\6_0901b.csv | 1000
XR2-5 | A_PoliV3_P_All | 2 | 6_0901c.csv | F:\UPOD\Cell_DLE\CSV_files_raw_nieuwe_structuur\2008\DataLogExtracts-42194az_oud | F:\UPOD\Cell_DLE\CSV_files_raw_nieuwe_structuur\2008\DataLogExtracts-42194az_oud\6_0901c.csv | 1046
XR2-5 | A_PoliV3_P_All | 2 | 6_0901c.csv | F:\UPOD\Cell_DLE\CSV_files_raw_nieuwe_structuur\2009\K1\T05 | F:\UPOD\Cell_DLE\CSV_files_raw_nieuwe_structuur\2009\K1\T05\6_0901c.csv | 1046
XR2-5 | A_PoliV3_P_All | 2 | 6_0901d.csv | F:\UPOD\Cell_DLE\CSV_files_raw_nieuwe_structuur\2008\DataLogExtracts-42194az_oud | F:\UPOD\Cell_DLE\CSV_files_raw_nieuwe_structuur\2008\DataLogExtracts-42194az_oud\6_0901d.csv | 1000
XR2-5 | A_PoliV3_P_All | 2 | 6_0901d.csv | F:\UPOD\Cell_DLE\CSV_files_raw_nieuwe_structuur\2009\K1\T05 | F:\UPOD\Cell_DLE\CSV_files_raw_nieuwe_structuur\2009\K1\T05\6_0901d.csv | 1000
XR2-5 | A_PoliV3_P_All | 2 | 6_0901e.csv | F:\UPOD\Cell_DLE\CSV_files_raw_nieuwe_structuur\2008\DataLogExtracts-42194az_oud | F:\UPOD\Cell_DLE\CSV_files_raw_nieuwe_structuur\2008\DataLogExtracts-42194az_oud\6_0901e.csv | 1000
XR2-5 | A_PoliV3_P_All | 2 | 6_0901e.csv | F:\UPOD\Cell_DLE\CSV_files_raw_nieuwe_structuur\2009\K1\T05 | F:\UPOD\Cell_DLE\CSV_files_raw_nieuwe_structuur\2009\K1\T05\6_0901e.csv | 1000
XR2-5 | A_PoliV3_P_All | 2 | 6_0901f.csv | F:\UPOD\Cell_DLE\CSV_files_raw_nieuwe_structuur\2008\DataLogExtracts-42194az_oud | F:\UPOD\Cell_DLE\CSV_files_raw_nieuwe_structuur\2008\DataLogExtracts-42194az_oud\6_0901f.csv | 572
XR2-5 | A_PoliV3_P_All | 2 | 6_0901f.csv | F:\UPOD\Cell_DLE\CSV_files_raw_nieuwe_structuur\2009\K1\T05 | F:\UPOD\Cell_DLE\CSV_files_raw_nieuwe_structuur\2009\K1\T05\6_0901f.csv | 572
XR2-5 | A_PoliV3_P_All | 2 | 6_0902a.csv | F:\UPOD\Cell_DLE\CSV_files_raw_nieuwe_structuur\2008\DataLogExtracts-42194az_oud | F:\UPOD\Cell_DLE\CSV_files_raw_nieuwe_structuur\2008\DataLogExtracts-42194az_oud\6_0902a.csv | 1000
XR2-5 | A_PoliV3_P_All | 2 | 6_0902a.csv | F:\UPOD\Cell_DLE\CSV_files_raw_nieuwe_structuur\2009\K1\T05 | F:\UPOD\Cell_DLE\CSV_files_raw_nieuwe_structuur\2009\K1\T05\6_0902a.csv | 1000
XR2-5 | A_PoliV3_P_All | 2 | 6_0902b.csv | F:\UPOD\Cell_DLE\CSV_files_raw_nieuwe_structuur\2008\DataLogExtracts-42194az_oud | F:\UPOD\Cell_DLE\CSV_files_raw_nieuwe_structuur\2008\DataLogExtracts-42194az_oud\6_0902b.csv | 1000
XR2-5 | A_PoliV3_P_All | 2 | 6_0902b.csv | F:\UPOD\Cell_DLE\CSV_files_raw_nieuwe_structuur\2009\K1\T05 | F:\UPOD\Cell_DLE\CSV_files_raw_nieuwe_structuur\2009\K1\T05\6_0902b.csv | 1000
XR2-5 | A_PoliV3_P_All | 2 | 6_0902c.csv | F:\UPOD\Cell_DLE\CSV_files_raw_nieuwe_structuur\2008\DataLogExtracts-42194az_oud | F:\UPOD\Cell_DLE\CSV_files_raw_nieuwe_structuur\2008\DataLogExtracts-42194az_oud\6_0902c.csv | 610
XR2-5 | A_PoliV3_P_All | 2 | 6_0902c.csv | F:\UPOD\Cell_DLE\CSV_files_raw_nieuwe_structuur\2009\K1\T05 | F:\UPOD\Cell_DLE\CSV_files_raw_nieuwe_structuur\2009\K1\T05\6_0902c.csv | 610
XR2-5 | A_PoliV3_P_All | 2 | 6_0902d.csv | F:\UPOD\Cell_DLE\CSV_files_raw_nieuwe_structuur\2009\K1\T05 | F:\UPOD\Cell_DLE\CSV_files_raw_nieuwe_structuur\2009\K1\T05\6_0902d.csv | 1000
XR2-5 | A_PoliV3_P_All | 2 | 6_0902e.csv | F:\UPOD\Cell_DLE\CSV_files_raw_nieuwe_structuur\2009\K1\T05 | F:\UPOD\Cell_DLE\CSV_files_raw_nieuwe_structuur\2009\K1\T05\6_0902e.csv | 1000
XR2-5 | A_PoliV3_P_All | 2 | 6_0902f.csv | F:\UPOD\Cell_DLE\CSV_files_raw_nieuwe_structuur\2009\K1\T05 | F:\UPOD\Cell_DLE\CSV_files_raw_nieuwe_structuur\2009\K1\T05\6_0902f.csv | 204
XR2-5 | A_PoliV3_P_All | 2 | 6_0903a.csv | F:\UPOD\Cell_DLE\CSV_files_raw_nieuwe_structuur\2009\K1\T05 | F:\UPOD\Cell_DLE\CSV_files_raw_nieuwe_structuur\2009\K1\T05\6_0903a.csv | 1000
XR2-5 | A_PoliV3_P_All | 2 | 6_0903b.csv | F:\UPOD\Cell_DLE\CSV_files_raw_nieuwe_structuur\2009\K1\T05 | F:\UPOD\Cell_DLE\CSV_files_raw_nieuwe_structuur\2009\K1\T05\6_0903b.csv | 1000
XR2-5 | A_PoliV3_P_All | 2 | 6_0903c.csv | F:\UPOD\Cell_DLE\CSV_files_raw_nieuwe_structuur\2009\K1\T05 | F:\UPOD\Cell_DLE\CSV_files_raw_nieuwe_structuur\2009\K1\T05\6_0903c.csv | 1101
XR2-5 | A_PoliV3_P_All | 2 | 6_0908a.csv | F:\UPOD\Cell_DLE\CSV_files_raw_nieuwe_structuur\2008\K3\T04 | F:\UPOD\Cell_DLE\CSV_files_raw_nieuwe_structuur\2008\K3\T04\6_0908a.csv | 1000
XR2-5 | A_PoliV3_P_All | 2 | 6_0908b.csv | F:\UPOD\Cell_DLE\CSV_files_raw_nieuwe_structuur\2008\K3\T04 | F:\UPOD\Cell_DLE\CSV_files_raw_nieuwe_structuur\2008\K3\T04\6_0908b.csv | 1000
XR2-5 | A_PoliV3_P_All | 2 | 6_0908c.csv | F:\UPOD\Cell_DLE\CSV_files_raw_nieuwe_structuur\2008\K3\T04 | F:\UPOD\Cell_DLE\CSV_files_raw_nieuwe_structuur\2008\K3\T04\6_0908c.csv | 753
XR2-5 | A_PoliV3_P_All | 2 | 6_0908d.csv | F:\UPOD\Cell_DLE\CSV_files_raw_nieuwe_structuur\2008\DataLogExtracts-42194az_oud | F:\UPOD\Cell_DLE\CSV_files_raw_nieuwe_structuur\2008\DataLogExtracts-42194az_oud\6_0908d.csv | 1000
XR2-5 | A_PoliV3_P_All | 2 | 6_0908d.csv | F:\UPOD\Cell_DLE\CSV_files_raw_nieuwe_structuur\2008\K3\T04 | F:\UPOD\Cell_DLE\CSV_files_raw_nieuwe_structuur\2008\K3\T04\6_0908d.csv | 1000
XR2-5 | A_PoliV3_P_All | 2 | 6_0908e.csv | F:\UPOD\Cell_DLE\CSV_files_raw_nieuwe_structuur\2008\DataLogExtracts-42194az_oud | F:\UPOD\Cell_DLE\CSV_files_raw_nieuwe_structuur\2008\DataLogExtracts-42194az_oud\6_0908e.csv | 1000
XR2-5 | A_PoliV3_P_All | 2 | 6_0908e.csv | F:\UPOD\Cell_DLE\CSV_files_raw_nieuwe_structuur\2008\K3\T04 | F:\UPOD\Cell_DLE\CSV_files_raw_nieuwe_structuur\2008\K3\T04\6_0908e.csv | 1000
XR2-5 | A_PoliV3_P_All | 2 | 6_0908f.csv | F:\UPOD\Cell_DLE\CSV_files_raw_nieuwe_structuur\2008\DataLogExtracts-42194az_oud | F:\UPOD\Cell_DLE\CSV_files_raw_nieuwe_structuur\2008\DataLogExtracts-42194az_oud\6_0908f.csv | 479
XR2-5 | A_PoliV3_P_All | 2 | 6_0908f.csv | F:\UPOD\Cell_DLE\CSV_files_raw_nieuwe_structuur\2008\K3\T04 | F:\UPOD\Cell_DLE\CSV_files_raw_nieuwe_structuur\2008\K3\T04\6_0908f.csv | 479
XR2-5 | A_PoliV3_P_All | 2 | 6_1008a.csv | F:\UPOD\Cell_DLE\CSV_files_raw_nieuwe_structuur\2008\DataLogExtracts-42194az_oud | F:\UPOD\Cell_DLE\CSV_files_raw_nieuwe_structuur\2008\DataLogExtracts-42194az_oud\6_1008a.csv | 1000
XR2-5 | A_PoliV3_P_All | 2 | 6_1008a.csv | F:\UPOD\Cell_DLE\CSV_files_raw_nieuwe_structuur\2008\K4\T04 | F:\UPOD\Cell_DLE\CSV_files_raw_nieuwe_structuur\2008\K4\T04\6_1008a.csv | 1000
XR2-5 | A_PoliV3_P_All | 2 | 6_1008b.csv | F:\UPOD\Cell_DLE\CSV_files_raw_nieuwe_structuur\2008\DataLogExtracts-42194az_oud | F:\UPOD\Cell_DLE\CSV_files_raw_nieuwe_structuur\2008\DataLogExtracts-42194az_oud\6_1008b.csv | 1000
XR2-5 | A_PoliV3_P_All | 2 | 6_1008b.csv | F:\UPOD\Cell_DLE\CSV_files_raw_nieuwe_structuur\2008\K4\T04 | F:\UPOD\Cell_DLE\CSV_files_raw_nieuwe_structuur\2008\K4\T04\6_1008b.csv | 1000
XR2-5 | A_PoliV3_P_All | 2 | 6_1008c.csv | F:\UPOD\Cell_DLE\CSV_files_raw_nieuwe_structuur\2008\DataLogExtracts-42194az_oud | F:\UPOD\Cell_DLE\CSV_files_raw_nieuwe_structuur\2008\DataLogExtracts-42194az_oud\6_1008c.csv | 1000
XR2-5 | A_PoliV3_P_All | 2 | 6_1008c.csv | F:\UPOD\Cell_DLE\CSV_files_raw_nieuwe_structuur\2008\K4\T04 | F:\UPOD\Cell_DLE\CSV_files_raw_nieuwe_structuur\2008\K4\T04\6_1008c.csv | 1000
XR2-5 | A_PoliV3_P_All | 2 | 6_1008d.csv | F:\UPOD\Cell_DLE\CSV_files_raw_nieuwe_structuur\2008\DataLogExtracts-42194az_oud | F:\UPOD\Cell_DLE\CSV_files_raw_nieuwe_structuur\2008\DataLogExtracts-42194az_oud\6_1008d.csv | 231
XR2-5 | A_PoliV3_P_All | 2 | 6_1008d.csv | F:\UPOD\Cell_DLE\CSV_files_raw_nieuwe_structuur\2008\K4\T04 | F:\UPOD\Cell_DLE\CSV_files_raw_nieuwe_structuur\2008\K4\T04\6_1008d.csv | 231
XR2-5 | A_PoliV3_P_All | 2 | 6_1008e.csv | F:\UPOD\Cell_DLE\CSV_files_raw_nieuwe_structuur\2008\DataLogExtracts-42194az_oud | F:\UPOD\Cell_DLE\CSV_files_raw_nieuwe_structuur\2008\DataLogExtracts-42194az_oud\6_1008e.csv | 1000
XR2-5 | A_PoliV3_P_All | 2 | 6_1008e.csv | F:\UPOD\Cell_DLE\CSV_files_raw_nieuwe_structuur\2008\K4\T04 | F:\UPOD\Cell_DLE\CSV_files_raw_nieuwe_structuur\2008\K4\T04\6_1008e.csv | 1000
XR2-5 | A_PoliV3_P_All | 2 | 6_1008f.csv | F:\UPOD\Cell_DLE\CSV_files_raw_nieuwe_structuur\2008\DataLogExtracts-42194az_oud | F:\UPOD\Cell_DLE\CSV_files_raw_nieuwe_structuur\2008\DataLogExtracts-42194az_oud\6_1008f.csv | 1000
XR2-5 | A_PoliV3_P_All | 2 | 6_1008f.csv | F:\UPOD\Cell_DLE\CSV_files_raw_nieuwe_structuur\2008\K4\T04 | F:\UPOD\Cell_DLE\CSV_files_raw_nieuwe_structuur\2008\K4\T04\6_1008f.csv | 1000
XR2-5 | A_PoliV3_P_All | 2 | 6_1008g.csv | F:\UPOD\Cell_DLE\CSV_files_raw_nieuwe_structuur\2008\DataLogExtracts-42194az_oud | F:\UPOD\Cell_DLE\CSV_files_raw_nieuwe_structuur\2008\DataLogExtracts-42194az_oud\6_1008g.csv | 1000
XR2-5 | A_PoliV3_P_All | 2 | 6_1008g.csv | F:\UPOD\Cell_DLE\CSV_files_raw_nieuwe_structuur\2008\K4\T04 | F:\UPOD\Cell_DLE\CSV_files_raw_nieuwe_structuur\2008\K4\T04\6_1008g.csv | 1000
XR2-5 | A_PoliV3_P_All | 2 | 6_1008h.csv | F:\UPOD\Cell_DLE\CSV_files_raw_nieuwe_structuur\2008\DataLogExtracts-42194az_oud | F:\UPOD\Cell_DLE\CSV_files_raw_nieuwe_structuur\2008\DataLogExtracts-42194az_oud\6_1008h.csv | 388
XR2-5 | A_PoliV3_P_All | 2 | 6_1008h.csv | F:\UPOD\Cell_DLE\CSV_files_raw_nieuwe_structuur\2008\K4\T04 | F:\UPOD\Cell_DLE\CSV_files_raw_nieuwe_structuur\2008\K4\T04\6_1008h.csv | 388
XR2-5 | A_PoliV3_P_All | 2 | 6_1108C.CSV | F:\UPOD\Cell_DLE\CSV_files_raw_nieuwe_structuur\2008\DataLogExtracts-42194az_oud | F:\UPOD\Cell_DLE\CSV_files_raw_nieuwe_structuur\2008\DataLogExtracts-42194az_oud\6_1108C.CSV | 1000
XR2-5 | A_PoliV3_P_All | 2 | 6_1108C.CSV | F:\UPOD\Cell_DLE\CSV_files_raw_nieuwe_structuur\2008\K4\T04 | F:\UPOD\Cell_DLE\CSV_files_raw_nieuwe_structuur\2008\K4\T04\6_1108C.CSV | 1000
XR2-5 | A_PoliV3_P_All | 2 | 6_1108D.CSV | F:\UPOD\Cell_DLE\CSV_files_raw_nieuwe_structuur\2008\DataLogExtracts-42194az_oud | F:\UPOD\Cell_DLE\CSV_files_raw_nieuwe_structuur\2008\DataLogExtracts-42194az_oud\6_1108D.CSV | 198
XR2-5 | A_PoliV3_P_All | 2 | 6_1108D.CSV | F:\UPOD\Cell_DLE\CSV_files_raw_nieuwe_structuur\2008\K4\T04 | F:\UPOD\Cell_DLE\CSV_files_raw_nieuwe_structuur\2008\K4\T04\6_1108D.CSV | 198
XR2-5 | A_PoliV3_P_All | 2 | 6_1108a.csv | F:\UPOD\Cell_DLE\CSV_files_raw_nieuwe_structuur\2008\DataLogExtracts-42194az_oud | F:\UPOD\Cell_DLE\CSV_files_raw_nieuwe_structuur\2008\DataLogExtracts-42194az_oud\6_1108a.csv | 1000
XR2-5 | A_PoliV3_P_All | 2 | 6_1108a.csv | F:\UPOD\Cell_DLE\CSV_files_raw_nieuwe_structuur\2008\K4\T04 | F:\UPOD\Cell_DLE\CSV_files_raw_nieuwe_structuur\2008\K4\T04\6_1108a.csv | 1000
XR2-5 | A_PoliV3_P_All | 2 | 6_1108b.csv | F:\UPOD\Cell_DLE\CSV_files_raw_nieuwe_structuur\2008\DataLogExtracts-42194az_oud | F:\UPOD\Cell_DLE\CSV_files_raw_nieuwe_structuur\2008\DataLogExtracts-42194az_oud\6_1108b.csv | 1000
XR2-5 | A_PoliV3_P_All | 2 | 6_1108b.csv | F:\UPOD\Cell_DLE\CSV_files_raw_nieuwe_structuur\2008\K4\T04 | F:\UPOD\Cell_DLE\CSV_files_raw_nieuwe_structuur\2008\K4\T04\6_1108b.csv | 1000
XR2-5 | A_PoliV3_P_All | 2 | 6_1108g.csv | F:\UPOD\Cell_DLE\CSV_files_raw_nieuwe_structuur\2008\DataLogExtracts-42194az_oud | F:\UPOD\Cell_DLE\CSV_files_raw_nieuwe_structuur\2008\DataLogExtracts-42194az_oud\6_1108g.csv | 1000
XR2-5 | A_PoliV3_P_All | 2 | 6_1108g.csv | F:\UPOD\Cell_DLE\CSV_files_raw_nieuwe_structuur\2008\K4\T04 | F:\UPOD\Cell_DLE\CSV_files_raw_nieuwe_structuur\2008\K4\T04\6_1108g.csv | 1000
XR2-5 | A_PoliV3_P_All | 2 | 6_1108h.csv | F:\UPOD\Cell_DLE\CSV_files_raw_nieuwe_structuur\2008\DataLogExtracts-42194az_oud | F:\UPOD\Cell_DLE\CSV_files_raw_nieuwe_structuur\2008\DataLogExtracts-42194az_oud\6_1108h.csv | 1000
XR2-5 | A_PoliV3_P_All | 2 | 6_1108h.csv | F:\UPOD\Cell_DLE\CSV_files_raw_nieuwe_structuur\2008\K4\T04 | F:\UPOD\Cell_DLE\CSV_files_raw_nieuwe_structuur\2008\K4\T04\6_1108h.csv | 1000
XR2-5 | A_PoliV3_P_All | 2 | 6_1108i.csv | F:\UPOD\Cell_DLE\CSV_files_raw_nieuwe_structuur\2008\DataLogExtracts-42194az_oud | F:\UPOD\Cell_DLE\CSV_files_raw_nieuwe_structuur\2008\DataLogExtracts-42194az_oud\6_1108i.csv | 468
XR2-5 | A_PoliV3_P_All | 2 | 6_1108i.csv | F:\UPOD\Cell_DLE\CSV_files_raw_nieuwe_structuur\2008\K4\T04 | F:\UPOD\Cell_DLE\CSV_files_raw_nieuwe_structuur\2008\K4\T04\6_1108i.csv | 468
XR2-5 | A_PoliV3_P_All | 2 | 6_1208a.csv | F:\UPOD\Cell_DLE\CSV_files_raw_nieuwe_structuur\2008\DataLogExtracts-42194az_oud | F:\UPOD\Cell_DLE\CSV_files_raw_nieuwe_structuur\2008\DataLogExtracts-42194az_oud\6_1208a.csv | 1000
XR2-5 | A_PoliV3_P_All | 2 | 6_1208a.csv | F:\UPOD\Cell_DLE\CSV_files_raw_nieuwe_structuur\2008\K4\t05 | F:\UPOD\Cell_DLE\CSV_files_raw_nieuwe_structuur\2008\K4\t05\6_1208a.csv | 1000
XR2-5 | A_PoliV3_P_All | 2 | 6_1208b.csv | F:\UPOD\Cell_DLE\CSV_files_raw_nieuwe_structuur\2008\DataLogExtracts-42194az_oud | F:\UPOD\Cell_DLE\CSV_files_raw_nieuwe_structuur\2008\DataLogExtracts-42194az_oud\6_1208b.csv | 1000
XR2-5 | A_PoliV3_P_All | 2 | 6_1208b.csv | F:\UPOD\Cell_DLE\CSV_files_raw_nieuwe_structuur\2008\K4\t05 | F:\UPOD\Cell_DLE\CSV_files_raw_nieuwe_structuur\2008\K4\t05\6_1208b.csv | 1000
XR2-5 | A_PoliV3_P_All | 2 | 6_1208c.csv | F:\UPOD\Cell_DLE\CSV_files_raw_nieuwe_structuur\2008\DataLogExtracts-42194az_oud | F:\UPOD\Cell_DLE\CSV_files_raw_nieuwe_structuur\2008\DataLogExtracts-42194az_oud\6_1208c.csv | 1000
XR2-5 | A_PoliV3_P_All | 2 | 6_1208c.csv | F:\UPOD\Cell_DLE\CSV_files_raw_nieuwe_structuur\2008\K4\t05 | F:\UPOD\Cell_DLE\CSV_files_raw_nieuwe_structuur\2008\K4\t05\6_1208c.csv | 1000
XR2-5 | A_PoliV3_P_All | 2 | 6_1208d.csv | F:\UPOD\Cell_DLE\CSV_files_raw_nieuwe_structuur\2008\DataLogExtracts-42194az_oud | F:\UPOD\Cell_DLE\CSV_files_raw_nieuwe_structuur\2008\DataLogExtracts-42194az_oud\6_1208d.csv | 407
XR2-5 | A_PoliV3_P_All | 2 | 6_1208d.csv | F:\UPOD\Cell_DLE\CSV_files_raw_nieuwe_structuur\2008\K4\t05 | F:\UPOD\Cell_DLE\CSV_files_raw_nieuwe_structuur\2008\K4\t05\6_1208d.csv | 407
XR2-5 | A_PoliV3_P_All | 2 | 6_1208e.csv | F:\UPOD\Cell_DLE\CSV_files_raw_nieuwe_structuur\2008\DataLogExtracts-42194az_oud | F:\UPOD\Cell_DLE\CSV_files_raw_nieuwe_structuur\2008\DataLogExtracts-42194az_oud\6_1208e.csv | 1000
XR2-5 | A_PoliV3_P_All | 2 | 6_1208e.csv | F:\UPOD\Cell_DLE\CSV_files_raw_nieuwe_structuur\2008\K4\t05 | F:\UPOD\Cell_DLE\CSV_files_raw_nieuwe_structuur\2008\K4\t05\6_1208e.csv | 1000
XR2-5 | A_PoliV3_P_All | 2 | 6_1208f.csv | F:\UPOD\Cell_DLE\CSV_files_raw_nieuwe_structuur\2008\DataLogExtracts-42194az_oud | F:\UPOD\Cell_DLE\CSV_files_raw_nieuwe_structuur\2008\DataLogExtracts-42194az_oud\6_1208f.csv | 1039
XR2-5 | A_PoliV3_P_All | 2 | 6_1208f.csv | F:\UPOD\Cell_DLE\CSV_files_raw_nieuwe_structuur\2008\K4\t05 | F:\UPOD\Cell_DLE\CSV_files_raw_nieuwe_structuur\2008\K4\t05\6_1208f.csv | 1039
XR2-5 | A_PoliV3_P_All | 2 | 7_0508d.csv | F:\UPOD\Cell_DLE\CSV_files_raw_nieuwe_structuur\2008\K2\T05 | F:\UPOD\Cell_DLE\CSV_files_raw_nieuwe_structuur\2008\K2\T05\7_0508d.csv | 724
XR2-5 | A_PoliV3_P_All | 2 | 7_0608a.csv | F:\UPOD\Cell_DLE\CSV_files_raw_nieuwe_structuur\2008\K2\T05 | F:\UPOD\Cell_DLE\CSV_files_raw_nieuwe_structuur\2008\K2\T05\7_0608a.csv | 1000
XR2-5 | A_PoliV3_P_All | 2 | 7_0608b.csv | F:\UPOD\Cell_DLE\CSV_files_raw_nieuwe_structuur\2008\K2\T05 | F:\UPOD\Cell_DLE\CSV_files_raw_nieuwe_structuur\2008\K2\T05\7_0608b.csv | 1113
XR2-5 | A_PoliV3_P_All | 2 | 7_0608c.csv | F:\UPOD\Cell_DLE\CSV_files_raw_nieuwe_structuur\2008\K2\T05 | F:\UPOD\Cell_DLE\CSV_files_raw_nieuwe_structuur\2008\K2\T05\7_0608c.csv | 1000
XR2-5 | A_PoliV3_P_All | 2 | 7_0608d.csv | F:\UPOD\Cell_DLE\CSV_files_raw_nieuwe_structuur\2008\K2\T05 | F:\UPOD\Cell_DLE\CSV_files_raw_nieuwe_structuur\2008\K2\T05\7_0608d.csv | 461
XR2-5 | A_PoliV3_P_All | 2 | 7_0708a.csv | F:\UPOD\Cell_DLE\CSV_files_raw_nieuwe_structuur\2008\K3\T04 | F:\UPOD\Cell_DLE\CSV_files_raw_nieuwe_structuur\2008\K3\T04\7_0708a.csv | 1000
XR2-5 | A_PoliV3_P_All | 2 | 7_0708b.csv | F:\UPOD\Cell_DLE\CSV_files_raw_nieuwe_structuur\2008\K3\T04 | F:\UPOD\Cell_DLE\CSV_files_raw_nieuwe_structuur\2008\K3\T04\7_0708b.csv | 604
XR2-5 | A_PoliV3_P_All | 2 | 7_0708c.csv | F:\UPOD\Cell_DLE\CSV_files_raw_nieuwe_structuur\2008\K3\T04 | F:\UPOD\Cell_DLE\CSV_files_raw_nieuwe_structuur\2008\K3\T04\7_0708c.csv | 1000
XR2-5 | A_PoliV3_P_All | 2 | 7_0708d.csv | F:\UPOD\Cell_DLE\CSV_files_raw_nieuwe_structuur\2008\K3\T04 | F:\UPOD\Cell_DLE\CSV_files_raw_nieuwe_structuur\2008\K3\T04\7_0708d.csv | 691
XR2-5 | A_PoliV3_P_All | 2 | 7_0808a.csv | F:\UPOD\Cell_DLE\CSV_files_raw_nieuwe_structuur\2008\K3\T04 | F:\UPOD\Cell_DLE\CSV_files_raw_nieuwe_structuur\2008\K3\T04\7_0808a.csv | 1000
XR2-5 | A_PoliV3_P_All | 2 | 7_0808b.csv | F:\UPOD\Cell_DLE\CSV_files_raw_nieuwe_structuur\2008\K3\T04 | F:\UPOD\Cell_DLE\CSV_files_raw_nieuwe_structuur\2008\K3\T04\7_0808b.csv | 560
XR2-5 | A_PoliV3_P_All | 2 | 7_0808c.csv | F:\UPOD\Cell_DLE\CSV_files_raw_nieuwe_structuur\2008\K3\T04 | F:\UPOD\Cell_DLE\CSV_files_raw_nieuwe_structuur\2008\K3\T04\7_0808c.csv | 1000
XR2-5 | A_PoliV3_P_All | 2 | 7_0808d.csv | F:\UPOD\Cell_DLE\CSV_files_raw_nieuwe_structuur\2008\K3\T04 | F:\UPOD\Cell_DLE\CSV_files_raw_nieuwe_structuur\2008\K3\T04\7_0808d.csv | 205
XR2-5 | A_PoliV3_P_All | 2 | 7_0901a.csv | F:\UPOD\Cell_DLE\CSV_files_raw_nieuwe_structuur\2008\DataLogExtracts-42192az_oud | F:\UPOD\Cell_DLE\CSV_files_raw_nieuwe_structuur\2008\DataLogExtracts-42192az_oud\7_0901a.csv | 1000
XR2-5 | A_PoliV3_P_All | 2 | 7_0901a.csv | F:\UPOD\Cell_DLE\CSV_files_raw_nieuwe_structuur\2009\K1\T05 | F:\UPOD\Cell_DLE\CSV_files_raw_nieuwe_structuur\2009\K1\T05\7_0901a.csv | 1000
XR2-5 | A_PoliV3_P_All | 2 | 7_0901b.csv | F:\UPOD\Cell_DLE\CSV_files_raw_nieuwe_structuur\2008\DataLogExtracts-42192az_oud | F:\UPOD\Cell_DLE\CSV_files_raw_nieuwe_structuur\2008\DataLogExtracts-42192az_oud\7_0901b.csv | 850
XR2-5 | A_PoliV3_P_All | 2 | 7_0901b.csv | F:\UPOD\Cell_DLE\CSV_files_raw_nieuwe_structuur\2009\K1\T05 | F:\UPOD\Cell_DLE\CSV_files_raw_nieuwe_structuur\2009\K1\T05\7_0901b.csv | 850
XR2-5 | A_PoliV3_P_All | 2 | 7_0901c.csv | F:\UPOD\Cell_DLE\CSV_files_raw_nieuwe_structuur\2008\DataLogExtracts-42192az_oud | F:\UPOD\Cell_DLE\CSV_files_raw_nieuwe_structuur\2008\DataLogExtracts-42192az_oud\7_0901c.csv | 1000
XR2-5 | A_PoliV3_P_All | 2 | 7_0901c.csv | F:\UPOD\Cell_DLE\CSV_files_raw_nieuwe_structuur\2009\K1\T05 | F:\UPOD\Cell_DLE\CSV_files_raw_nieuwe_structuur\2009\K1\T05\7_0901c.csv | 1000
XR2-5 | A_PoliV3_P_All | 2 | 7_0901d.csv | F:\UPOD\Cell_DLE\CSV_files_raw_nieuwe_structuur\2008\DataLogExtracts-42192az_oud | F:\UPOD\Cell_DLE\CSV_files_raw_nieuwe_structuur\2008\DataLogExtracts-42192az_oud\7_0901d.csv | 453
XR2-5 | A_PoliV3_P_All | 2 | 7_0901d.csv | F:\UPOD\Cell_DLE\CSV_files_raw_nieuwe_structuur\2009\K1\T05 | F:\UPOD\Cell_DLE\CSV_files_raw_nieuwe_structuur\2009\K1\T05\7_0901d.csv | 453
XR2-5 | A_PoliV3_P_All | 2 | 7_0902C.CSV | F:\UPOD\Cell_DLE\CSV_files_raw_nieuwe_structuur\2009\K1\T05 | F:\UPOD\Cell_DLE\CSV_files_raw_nieuwe_structuur\2009\K1\T05\7_0902C.CSV | 1000
XR2-5 | A_PoliV3_P_All | 2 | 7_0902D.CSV | F:\UPOD\Cell_DLE\CSV_files_raw_nieuwe_structuur\2009\K1\T05 | F:\UPOD\Cell_DLE\CSV_files_raw_nieuwe_structuur\2009\K1\T05\7_0902D.CSV | 236
XR2-5 | A_PoliV3_P_All | 2 | 7_0902a.csv | F:\UPOD\Cell_DLE\CSV_files_raw_nieuwe_structuur\2008\DataLogExtracts-42192az_oud | F:\UPOD\Cell_DLE\CSV_files_raw_nieuwe_structuur\2008\DataLogExtracts-42192az_oud\7_0902a.csv | 1000
XR2-5 | A_PoliV3_P_All | 2 | 7_0902a.csv | F:\UPOD\Cell_DLE\CSV_files_raw_nieuwe_structuur\2009\K1\T05 | F:\UPOD\Cell_DLE\CSV_files_raw_nieuwe_structuur\2009\K1\T05\7_0902a.csv | 1000
XR2-5 | A_PoliV3_P_All | 2 | 7_0902b.csv | F:\UPOD\Cell_DLE\CSV_files_raw_nieuwe_structuur\2008\DataLogExtracts-42192az_oud | F:\UPOD\Cell_DLE\CSV_files_raw_nieuwe_structuur\2008\DataLogExtracts-42192az_oud\7_0902b.csv | 568
XR2-5 | A_PoliV3_P_All | 2 | 7_0902b.csv | F:\UPOD\Cell_DLE\CSV_files_raw_nieuwe_structuur\2009\K1\T05 | F:\UPOD\Cell_DLE\CSV_files_raw_nieuwe_structuur\2009\K1\T05\7_0902b.csv | 568
XR2-5 | A_PoliV3_P_All | 2 | 7_0903a.csv | F:\UPOD\Cell_DLE\CSV_files_raw_nieuwe_structuur\2009\K1\T05 | F:\UPOD\Cell_DLE\CSV_files_raw_nieuwe_structuur\2009\K1\T05\7_0903a.csv | 1000
XR2-5 | A_PoliV3_P_All | 2 | 7_0903b.csv | F:\UPOD\Cell_DLE\CSV_files_raw_nieuwe_structuur\2009\K1\T05 | F:\UPOD\Cell_DLE\CSV_files_raw_nieuwe_structuur\2009\K1\T05\7_0903b.csv | 892
XR2-5 | A_PoliV3_P_All | 2 | 7_0908a.csv | F:\UPOD\Cell_DLE\CSV_files_raw_nieuwe_structuur\2008\K3\T04 | F:\UPOD\Cell_DLE\CSV_files_raw_nieuwe_structuur\2008\K3\T04\7_0908a.csv | 1000
XR2-5 | A_PoliV3_P_All | 2 | 7_0908b.csv | F:\UPOD\Cell_DLE\CSV_files_raw_nieuwe_structuur\2008\K3\T04 | F:\UPOD\Cell_DLE\CSV_files_raw_nieuwe_structuur\2008\K3\T04\7_0908b.csv | 636
XR2-5 | A_PoliV3_P_All | 2 | 7_0908c.csv | F:\UPOD\Cell_DLE\CSV_files_raw_nieuwe_structuur\2008\DataLogExtracts-42192az_oud | F:\UPOD\Cell_DLE\CSV_files_raw_nieuwe_structuur\2008\DataLogExtracts-42192az_oud\7_0908c.csv | 1000
XR2-5 | A_PoliV3_P_All | 2 | 7_0908c.csv | F:\UPOD\Cell_DLE\CSV_files_raw_nieuwe_structuur\2008\K3\T04 | F:\UPOD\Cell_DLE\CSV_files_raw_nieuwe_structuur\2008\K3\T04\7_0908c.csv | 1000
XR2-5 | A_PoliV3_P_All | 2 | 7_0908d.csv | F:\UPOD\Cell_DLE\CSV_files_raw_nieuwe_structuur\2008\DataLogExtracts-42192az_oud | F:\UPOD\Cell_DLE\CSV_files_raw_nieuwe_structuur\2008\DataLogExtracts-42192az_oud\7_0908d.csv | 354
XR2-5 | A_PoliV3_P_All | 2 | 7_0908d.csv | F:\UPOD\Cell_DLE\CSV_files_raw_nieuwe_structuur\2008\K3\T04 | F:\UPOD\Cell_DLE\CSV_files_raw_nieuwe_structuur\2008\K3\T04\7_0908d.csv | 354
XR2-5 | A_PoliV3_P_All | 2 | 7_1008a.csv | F:\UPOD\Cell_DLE\CSV_files_raw_nieuwe_structuur\2008\K4\T04 | F:\UPOD\Cell_DLE\CSV_files_raw_nieuwe_structuur\2008\K4\T04\7_1008a.csv | 1000
XR2-5 | A_PoliV3_P_All | 2 | 7_1008b.csv | F:\UPOD\Cell_DLE\CSV_files_raw_nieuwe_structuur\2008\DataLogExtracts-42192az_oud | F:\UPOD\Cell_DLE\CSV_files_raw_nieuwe_structuur\2008\DataLogExtracts-42192az_oud\7_1008b.csv | 553
XR2-5 | A_PoliV3_P_All | 2 | 7_1008b.csv | F:\UPOD\Cell_DLE\CSV_files_raw_nieuwe_structuur\2008\K4\T04 | F:\UPOD\Cell_DLE\CSV_files_raw_nieuwe_structuur\2008\K4\T04\7_1008b.csv | 553
XR2-5 | A_PoliV3_P_All | 2 | 7_1008c.csv | F:\UPOD\Cell_DLE\CSV_files_raw_nieuwe_structuur\2008\DataLogExtracts-42192az_oud | F:\UPOD\Cell_DLE\CSV_files_raw_nieuwe_structuur\2008\DataLogExtracts-42192az_oud\7_1008c.csv | 1000
XR2-5 | A_PoliV3_P_All | 2 | 7_1008c.csv | F:\UPOD\Cell_DLE\CSV_files_raw_nieuwe_structuur\2008\K4\T04 | F:\UPOD\Cell_DLE\CSV_files_raw_nieuwe_structuur\2008\K4\T04\7_1008c.csv | 1000
XR2-5 | A_PoliV3_P_All | 2 | 7_1008d.csv | F:\UPOD\Cell_DLE\CSV_files_raw_nieuwe_structuur\2008\DataLogExtracts-42192az_oud | F:\UPOD\Cell_DLE\CSV_files_raw_nieuwe_structuur\2008\DataLogExtracts-42192az_oud\7_1008d.csv | 739
XR2-5 | A_PoliV3_P_All | 2 | 7_1008d.csv | F:\UPOD\Cell_DLE\CSV_files_raw_nieuwe_structuur\2008\K4\T04 | F:\UPOD\Cell_DLE\CSV_files_raw_nieuwe_structuur\2008\K4\T04\7_1008d.csv | 739
XR2-5 | A_PoliV3_P_All | 2 | 7_1108a.csv | F:\UPOD\Cell_DLE\CSV_files_raw_nieuwe_structuur\2008\DataLogExtracts-42192az_oud | F:\UPOD\Cell_DLE\CSV_files_raw_nieuwe_structuur\2008\DataLogExtracts-42192az_oud\7_1108a.csv | 1000
XR2-5 | A_PoliV3_P_All | 2 | 7_1108a.csv | F:\UPOD\Cell_DLE\CSV_files_raw_nieuwe_structuur\2008\K4\T04 | F:\UPOD\Cell_DLE\CSV_files_raw_nieuwe_structuur\2008\K4\T04\7_1108a.csv | 1000
XR2-5 | A_PoliV3_P_All | 2 | 7_1108b.csv | F:\UPOD\Cell_DLE\CSV_files_raw_nieuwe_structuur\2008\DataLogExtracts-42192az_oud | F:\UPOD\Cell_DLE\CSV_files_raw_nieuwe_structuur\2008\DataLogExtracts-42192az_oud\7_1108b.csv | 719
XR2-5 | A_PoliV3_P_All | 2 | 7_1108b.csv | F:\UPOD\Cell_DLE\CSV_files_raw_nieuwe_structuur\2008\K4\T04 | F:\UPOD\Cell_DLE\CSV_files_raw_nieuwe_structuur\2008\K4\T04\7_1108b.csv | 719
XR2-5 | A_PoliV3_P_All | 2 | 7_1108c.csv | F:\UPOD\Cell_DLE\CSV_files_raw_nieuwe_structuur\2008\DataLogExtracts-42192az_oud | F:\UPOD\Cell_DLE\CSV_files_raw_nieuwe_structuur\2008\DataLogExtracts-42192az_oud\7_1108c.csv | 998
XR2-5 | A_PoliV3_P_All | 2 | 7_1108c.csv | F:\UPOD\Cell_DLE\CSV_files_raw_nieuwe_structuur\2008\K4\T04 | F:\UPOD\Cell_DLE\CSV_files_raw_nieuwe_structuur\2008\K4\T04\7_1108c.csv | 998
XR2-5 | A_PoliV3_P_All | 2 | 7_1108d.csv | F:\UPOD\Cell_DLE\CSV_files_raw_nieuwe_structuur\2008\DataLogExtracts-42192az_oud | F:\UPOD\Cell_DLE\CSV_files_raw_nieuwe_structuur\2008\DataLogExtracts-42192az_oud\7_1108d.csv | 408
XR2-5 | A_PoliV3_P_All | 2 | 7_1108d.csv | F:\UPOD\Cell_DLE\CSV_files_raw_nieuwe_structuur\2008\K4\T04 | F:\UPOD\Cell_DLE\CSV_files_raw_nieuwe_structuur\2008\K4\T04\7_1108d.csv | 408
XR2-5 | A_PoliV3_P_All | 2 | 7_1208a.csv | F:\UPOD\Cell_DLE\CSV_files_raw_nieuwe_structuur\2008\DataLogExtracts-42192az_oud | F:\UPOD\Cell_DLE\CSV_files_raw_nieuwe_structuur\2008\DataLogExtracts-42192az_oud\7_1208a.csv | 1000
XR2-5 | A_PoliV3_P_All | 2 | 7_1208a.csv | F:\UPOD\Cell_DLE\CSV_files_raw_nieuwe_structuur\2008\K4\t05 | F:\UPOD\Cell_DLE\CSV_files_raw_nieuwe_structuur\2008\K4\t05\7_1208a.csv | 1000
XR2-5 | A_PoliV3_P_All | 2 | 7_1208b.csv | F:\UPOD\Cell_DLE\CSV_files_raw_nieuwe_structuur\2008\DataLogExtracts-42192az_oud | F:\UPOD\Cell_DLE\CSV_files_raw_nieuwe_structuur\2008\DataLogExtracts-42192az_oud\7_1208b.csv | 865
XR2-5 | A_PoliV3_P_All | 2 | 7_1208b.csv | F:\UPOD\Cell_DLE\CSV_files_raw_nieuwe_structuur\2008\K4\t05 | F:\UPOD\Cell_DLE\CSV_files_raw_nieuwe_structuur\2008\K4\t05\7_1208b.csv | 865
XR2-5 | A_PoliV3_P_All | 2 | 7_1208c.csv | F:\UPOD\Cell_DLE\CSV_files_raw_nieuwe_structuur\2008\DataLogExtracts-42192az_oud | F:\UPOD\Cell_DLE\CSV_files_raw_nieuwe_structuur\2008\DataLogExtracts-42192az_oud\7_1208c.csv | 1000
XR2-5 | A_PoliV3_P_All | 2 | 7_1208c.csv | F:\UPOD\Cell_DLE\CSV_files_raw_nieuwe_structuur\2008\K4\t05 | F:\UPOD\Cell_DLE\CSV_files_raw_nieuwe_structuur\2008\K4\t05\7_1208c.csv | 1000
XR2-5 | A_PoliV3_P_All | 2 | 7_1208d.csv | F:\UPOD\Cell_DLE\CSV_files_raw_nieuwe_structuur\2008\DataLogExtracts-42192az_oud | F:\UPOD\Cell_DLE\CSV_files_raw_nieuwe_structuur\2008\DataLogExtracts-42192az_oud\7_1208d.csv | 433
XR2-5 | A_PoliV3_P_All | 2 | 7_1208d.csv | F:\UPOD\Cell_DLE\CSV_files_raw_nieuwe_structuur\2008\K4\t05 | F:\UPOD\Cell_DLE\CSV_files_raw_nieuwe_structuur\2008\K4\t05\7_1208d.csv | 433
XR2-5 | A_PoliV3_P_All | 2 | maarten.csv | F:\UPOD\Cell_DLE\CSV_files_raw_nieuwe_structuur\2008\DataLogExtracts-42192az_oud | F:\UPOD\Cell_DLE\CSV_files_raw_nieuwe_structuur\2008\DataLogExtracts-42192az_oud\maarten.csv | 27
XR2-5 | M_All | 1 | 2_1003gm.csv | F:\UPOD\Cell_DLE\CSV_files_raw_nieuwe_structuur\2010\K2_serie2\M_ALL | F:\UPOD\Cell_DLE\CSV_files_raw_nieuwe_structuur\2010\K2_serie2\M_ALL\2_1003gm.csv | 1000
XR2-5 | M_All | 1 | 2_1003hm.csv | F:\UPOD\Cell_DLE\CSV_files_raw_nieuwe_structuur\2010\K2_serie2\M_ALL | F:\UPOD\Cell_DLE\CSV_files_raw_nieuwe_structuur\2010\K2_serie2\M_ALL\2_1003hm.csv | 1000
XR2-5 | M_All | 1 | 2_1004am.csv | F:\UPOD\Cell_DLE\CSV_files_raw_nieuwe_structuur\2010\K2_serie2\M_ALL | F:\UPOD\Cell_DLE\CSV_files_raw_nieuwe_structuur\2010\K2_serie2\M_ALL\2_1004am.csv | 1000
XR2-5 | M_All | 1 | 2_1004bm.csv | F:\UPOD\Cell_DLE\CSV_files_raw_nieuwe_structuur\2010\K2_serie2\M_ALL | F:\UPOD\Cell_DLE\CSV_files_raw_nieuwe_structuur\2010\K2_serie2\M_ALL\2_1004bm.csv | 1000
XR2-5 | M_All | 1 | 2_1004cm.csv | F:\UPOD\Cell_DLE\CSV_files_raw_nieuwe_structuur\2010\K2_serie2\M_ALL | F:\UPOD\Cell_DLE\CSV_files_raw_nieuwe_structuur\2010\K2_serie2\M_ALL\2_1004cm.csv | 1000
XR2-5 | M_All | 1 | 2_1004dm.csv | F:\UPOD\Cell_DLE\CSV_files_raw_nieuwe_structuur\2010\K2_serie2\M_ALL | F:\UPOD\Cell_DLE\CSV_files_raw_nieuwe_structuur\2010\K2_serie2\M_ALL\2_1004dm.csv | 1000
XR2-5 | M_All | 1 | 2_1005am.csv | F:\UPOD\Cell_DLE\CSV_files_raw_nieuwe_structuur\2010\K2_serie2\M_ALL | F:\UPOD\Cell_DLE\CSV_files_raw_nieuwe_structuur\2010\K2_serie2\M_ALL\2_1005am.csv | 1000
XR2-5 | M_All | 1 | 2_1005bm.csv | F:\UPOD\Cell_DLE\CSV_files_raw_nieuwe_structuur\2010\K2_serie2\M_ALL | F:\UPOD\Cell_DLE\CSV_files_raw_nieuwe_structuur\2010\K2_serie2\M_ALL\2_1005bm.csv | 1000
XR2-5 | M_All | 1 | 2_1005cm.csv | F:\UPOD\Cell_DLE\CSV_files_raw_nieuwe_structuur\2010\K2_serie2\M_ALL | F:\UPOD\Cell_DLE\CSV_files_raw_nieuwe_structuur\2010\K2_serie2\M_ALL\2_1005cm.csv | 1000
XR2-5 | M_All | 1 | 2_1005dm.csv | F:\UPOD\Cell_DLE\CSV_files_raw_nieuwe_structuur\2010\K2_serie2\M_ALL | F:\UPOD\Cell_DLE\CSV_files_raw_nieuwe_structuur\2010\K2_serie2\M_ALL\2_1005dm.csv | 1000
XR2-5 | M_All | 1 | 2_1005em.csv | F:\UPOD\Cell_DLE\CSV_files_raw_nieuwe_structuur\2010\K2_serie2\M_ALL | F:\UPOD\Cell_DLE\CSV_files_raw_nieuwe_structuur\2010\K2_serie2\M_ALL\2_1005em.csv | 1000
XR2-5 | M_All | 1 | 2_1005fm.csv | F:\UPOD\Cell_DLE\CSV_files_raw_nieuwe_structuur\2010\K2_serie2\M_ALL | F:\UPOD\Cell_DLE\CSV_files_raw_nieuwe_structuur\2010\K2_serie2\M_ALL\2_1005fm.csv | 1000
XR2-5 | M_All | 1 | 2_1006am.csv | F:\UPOD\Cell_DLE\CSV_files_raw_nieuwe_structuur\2010\K2_serie2\M_ALL | F:\UPOD\Cell_DLE\CSV_files_raw_nieuwe_structuur\2010\K2_serie2\M_ALL\2_1006am.csv | 1000
XR2-5 | M_All | 1 | 2_1006bm.csv | F:\UPOD\Cell_DLE\CSV_files_raw_nieuwe_structuur\2010\K2_serie2\M_ALL | F:\UPOD\Cell_DLE\CSV_files_raw_nieuwe_structuur\2010\K2_serie2\M_ALL\2_1006bm.csv | 1000
XR2-5 | M_All | 1 | 2_1006cm.csv | F:\UPOD\Cell_DLE\CSV_files_raw_nieuwe_structuur\2010\K2_serie2\M_ALL | F:\UPOD\Cell_DLE\CSV_files_raw_nieuwe_structuur\2010\K2_serie2\M_ALL\2_1006cm.csv | 1000
XR2-5 | M_All | 1 | 2_1006dm.csv | F:\UPOD\Cell_DLE\CSV_files_raw_nieuwe_structuur\2010\K2_serie2\M_ALL | F:\UPOD\Cell_DLE\CSV_files_raw_nieuwe_structuur\2010\K2_serie2\M_ALL\2_1006dm.csv | 1000
XR2-5 | M_All | 1 | 2_1006em.csv | F:\UPOD\Cell_DLE\CSV_files_raw_nieuwe_structuur\2010\K2_serie2\M_ALL | F:\UPOD\Cell_DLE\CSV_files_raw_nieuwe_structuur\2010\K2_serie2\M_ALL\2_1006em.csv | 1000
XR2-5 | M_All | 1 | 2_1007am.csv | F:\UPOD\Cell_DLE\CSV_files_raw_nieuwe_structuur\2010\K2_serie2\M_ALL | F:\UPOD\Cell_DLE\CSV_files_raw_nieuwe_structuur\2010\K2_serie2\M_ALL\2_1007am.csv | 1000
XR2-5 | M_All | 1 | 2_1007bm.csv | F:\UPOD\Cell_DLE\CSV_files_raw_nieuwe_structuur\2010\K2_serie2\M_ALL | F:\UPOD\Cell_DLE\CSV_files_raw_nieuwe_structuur\2010\K2_serie2\M_ALL\2_1007bm.csv | 1000
XR2-5 | M_All | 1 | 2_1007cm.csv | F:\UPOD\Cell_DLE\CSV_files_raw_nieuwe_structuur\2010\K2_serie2\M_ALL | F:\UPOD\Cell_DLE\CSV_files_raw_nieuwe_structuur\2010\K2_serie2\M_ALL\2_1007cm.csv | 1000
XR2-5 | M_All | 1 | 2_1007dm.csv | F:\UPOD\Cell_DLE\CSV_files_raw_nieuwe_structuur\2010\K2_serie2\M_ALL | F:\UPOD\Cell_DLE\CSV_files_raw_nieuwe_structuur\2010\K2_serie2\M_ALL\2_1007dm.csv | 1000
XR2-5 | M_All | 1 | 2_1007em.csv | F:\UPOD\Cell_DLE\CSV_files_raw_nieuwe_structuur\2010\K2_serie2\M_ALL | F:\UPOD\Cell_DLE\CSV_files_raw_nieuwe_structuur\2010\K2_serie2\M_ALL\2_1007em.csv | 1000
XR2-5 | M_All | 1 | 2_1008am.csv | F:\UPOD\Cell_DLE\CSV_files_raw_nieuwe_structuur\2010\K2_serie2\M_ALL | F:\UPOD\Cell_DLE\CSV_files_raw_nieuwe_structuur\2010\K2_serie2\M_ALL\2_1008am.csv | 1000
XR2-5 | M_All | 1 | 2_1008bm.csv | F:\UPOD\Cell_DLE\CSV_files_raw_nieuwe_structuur\2010\K2_serie2\M_ALL | F:\UPOD\Cell_DLE\CSV_files_raw_nieuwe_structuur\2010\K2_serie2\M_ALL\2_1008bm.csv | 1000
XR2-5 | M_All | 1 | 2_1008cm.csv | F:\UPOD\Cell_DLE\CSV_files_raw_nieuwe_structuur\2010\K2_serie2\M_ALL | F:\UPOD\Cell_DLE\CSV_files_raw_nieuwe_structuur\2010\K2_serie2\M_ALL\2_1008cm.csv | 170
XR2-5 | M_All | 1 | 5_1003fm.csv | F:\UPOD\Cell_DLE\CSV_files_raw_nieuwe_structuur\2010\S005_serie2\m_all | F:\UPOD\Cell_DLE\CSV_files_raw_nieuwe_structuur\2010\S005_serie2\m_all\5_1003fm.csv | 1000
XR2-5 | M_All | 1 | 5_1003gm.csv | F:\UPOD\Cell_DLE\CSV_files_raw_nieuwe_structuur\2010\S005_serie2\m_all | F:\UPOD\Cell_DLE\CSV_files_raw_nieuwe_structuur\2010\S005_serie2\m_all\5_1003gm.csv | 987
XR2-5 | P_All | 1 | 2_1003gp.csv | F:\UPOD\Cell_DLE\CSV_files_raw_nieuwe_structuur\2010\K2_serie2\P_ALL | F:\UPOD\Cell_DLE\CSV_files_raw_nieuwe_structuur\2010\K2_serie2\P_ALL\2_1003gp.csv | 1000
XR2-5 | P_All | 1 | 2_1003hp.csv | F:\UPOD\Cell_DLE\CSV_files_raw_nieuwe_structuur\2010\K2_serie2\P_ALL | F:\UPOD\Cell_DLE\CSV_files_raw_nieuwe_structuur\2010\K2_serie2\P_ALL\2_1003hp.csv | 1000
XR2-5 | P_All | 1 | 2_1004ap.csv | F:\UPOD\Cell_DLE\CSV_files_raw_nieuwe_structuur\2010\K2_serie2\P_ALL | F:\UPOD\Cell_DLE\CSV_files_raw_nieuwe_structuur\2010\K2_serie2\P_ALL\2_1004ap.csv | 1000
XR2-5 | P_All | 1 | 2_1004bp.csv | F:\UPOD\Cell_DLE\CSV_files_raw_nieuwe_structuur\2010\K2_serie2\P_ALL | F:\UPOD\Cell_DLE\CSV_files_raw_nieuwe_structuur\2010\K2_serie2\P_ALL\2_1004bp.csv | 1000
XR2-5 | P_All | 1 | 2_1004cp.csv | F:\UPOD\Cell_DLE\CSV_files_raw_nieuwe_structuur\2010\K2_serie2\P_ALL | F:\UPOD\Cell_DLE\CSV_files_raw_nieuwe_structuur\2010\K2_serie2\P_ALL\2_1004cp.csv | 1000
XR2-5 | P_All | 1 | 2_1004dp.csv | F:\UPOD\Cell_DLE\CSV_files_raw_nieuwe_structuur\2010\K2_serie2\P_ALL | F:\UPOD\Cell_DLE\CSV_files_raw_nieuwe_structuur\2010\K2_serie2\P_ALL\2_1004dp.csv | 1000
XR2-5 | P_All | 1 | 2_1005ap.csv | F:\UPOD\Cell_DLE\CSV_files_raw_nieuwe_structuur\2010\K2_serie2\P_ALL | F:\UPOD\Cell_DLE\CSV_files_raw_nieuwe_structuur\2010\K2_serie2\P_ALL\2_1005ap.csv | 1000
XR2-5 | P_All | 1 | 2_1005bp.csv | F:\UPOD\Cell_DLE\CSV_files_raw_nieuwe_structuur\2010\K2_serie2\P_ALL | F:\UPOD\Cell_DLE\CSV_files_raw_nieuwe_structuur\2010\K2_serie2\P_ALL\2_1005bp.csv | 1000
XR2-5 | P_All | 1 | 2_1005cp.csv | F:\UPOD\Cell_DLE\CSV_files_raw_nieuwe_structuur\2010\K2_serie2\P_ALL | F:\UPOD\Cell_DLE\CSV_files_raw_nieuwe_structuur\2010\K2_serie2\P_ALL\2_1005cp.csv | 1000
XR2-5 | P_All | 1 | 2_1005dp.csv | F:\UPOD\Cell_DLE\CSV_files_raw_nieuwe_structuur\2010\K2_serie2\P_ALL | F:\UPOD\Cell_DLE\CSV_files_raw_nieuwe_structuur\2010\K2_serie2\P_ALL\2_1005dp.csv | 1000
XR2-5 | P_All | 1 | 2_1005ep.csv | F:\UPOD\Cell_DLE\CSV_files_raw_nieuwe_structuur\2010\K2_serie2\P_ALL | F:\UPOD\Cell_DLE\CSV_files_raw_nieuwe_structuur\2010\K2_serie2\P_ALL\2_1005ep.csv | 1000
XR2-5 | P_All | 1 | 2_1005fp.csv | F:\UPOD\Cell_DLE\CSV_files_raw_nieuwe_structuur\2010\K2_serie2\P_ALL | F:\UPOD\Cell_DLE\CSV_files_raw_nieuwe_structuur\2010\K2_serie2\P_ALL\2_1005fp.csv | 1000
XR2-5 | P_All | 1 | 2_1006ap.csv | F:\UPOD\Cell_DLE\CSV_files_raw_nieuwe_structuur\2010\K2_serie2\P_ALL | F:\UPOD\Cell_DLE\CSV_files_raw_nieuwe_structuur\2010\K2_serie2\P_ALL\2_1006ap.csv | 1000
XR2-5 | P_All | 1 | 2_1006bp.csv | F:\UPOD\Cell_DLE\CSV_files_raw_nieuwe_structuur\2010\K2_serie2\P_ALL | F:\UPOD\Cell_DLE\CSV_files_raw_nieuwe_structuur\2010\K2_serie2\P_ALL\2_1006bp.csv | 1000
XR2-5 | P_All | 1 | 2_1006cp.csv | F:\UPOD\Cell_DLE\CSV_files_raw_nieuwe_structuur\2010\K2_serie2\P_ALL | F:\UPOD\Cell_DLE\CSV_files_raw_nieuwe_structuur\2010\K2_serie2\P_ALL\2_1006cp.csv | 1000
XR2-5 | P_All | 1 | 2_1006dp.csv | F:\UPOD\Cell_DLE\CSV_files_raw_nieuwe_structuur\2010\K2_serie2\P_ALL | F:\UPOD\Cell_DLE\CSV_files_raw_nieuwe_structuur\2010\K2_serie2\P_ALL\2_1006dp.csv | 1000
XR2-5 | P_All | 1 | 2_1006ep.csv | F:\UPOD\Cell_DLE\CSV_files_raw_nieuwe_structuur\2010\K2_serie2\P_ALL | F:\UPOD\Cell_DLE\CSV_files_raw_nieuwe_structuur\2010\K2_serie2\P_ALL\2_1006ep.csv | 1000
XR2-5 | P_All | 1 | 2_1007ap.csv | F:\UPOD\Cell_DLE\CSV_files_raw_nieuwe_structuur\2010\K2_serie2\P_ALL | F:\UPOD\Cell_DLE\CSV_files_raw_nieuwe_structuur\2010\K2_serie2\P_ALL\2_1007ap.csv | 1000
XR2-5 | P_All | 1 | 2_1007bp.csv | F:\UPOD\Cell_DLE\CSV_files_raw_nieuwe_structuur\2010\K2_serie2\P_ALL | F:\UPOD\Cell_DLE\CSV_files_raw_nieuwe_structuur\2010\K2_serie2\P_ALL\2_1007bp.csv | 1000
XR2-5 | P_All | 1 | 2_1007cp.csv | F:\UPOD\Cell_DLE\CSV_files_raw_nieuwe_structuur\2010\K2_serie2\P_ALL | F:\UPOD\Cell_DLE\CSV_files_raw_nieuwe_structuur\2010\K2_serie2\P_ALL\2_1007cp.csv | 1000
XR2-5 | P_All | 1 | 2_1007dp.csv | F:\UPOD\Cell_DLE\CSV_files_raw_nieuwe_structuur\2010\K2_serie2\P_ALL | F:\UPOD\Cell_DLE\CSV_files_raw_nieuwe_structuur\2010\K2_serie2\P_ALL\2_1007dp.csv | 1000
XR2-5 | P_All | 1 | 2_1007ep.csv | F:\UPOD\Cell_DLE\CSV_files_raw_nieuwe_structuur\2010\K2_serie2\P_ALL | F:\UPOD\Cell_DLE\CSV_files_raw_nieuwe_structuur\2010\K2_serie2\P_ALL\2_1007ep.csv | 1000
XR2-5 | P_All | 1 | 2_1008ap.csv | F:\UPOD\Cell_DLE\CSV_files_raw_nieuwe_structuur\2010\K2_serie2\P_ALL | F:\UPOD\Cell_DLE\CSV_files_raw_nieuwe_structuur\2010\K2_serie2\P_ALL\2_1008ap.csv | 1000
XR2-5 | P_All | 1 | 2_1008bp.csv | F:\UPOD\Cell_DLE\CSV_files_raw_nieuwe_structuur\2010\K2_serie2\P_ALL | F:\UPOD\Cell_DLE\CSV_files_raw_nieuwe_structuur\2010\K2_serie2\P_ALL\2_1008bp.csv | 1000
XR2-5 | P_All | 1 | 2_1008cp.csv | F:\UPOD\Cell_DLE\CSV_files_raw_nieuwe_structuur\2010\K2_serie2\P_ALL | F:\UPOD\Cell_DLE\CSV_files_raw_nieuwe_structuur\2010\K2_serie2\P_ALL\2_1008cp.csv | 170
XR2-5 | P_All | 1 | 5_1003fp.csv | F:\UPOD\Cell_DLE\CSV_files_raw_nieuwe_structuur\2010\S005_serie2\p_all | F:\UPOD\Cell_DLE\CSV_files_raw_nieuwe_structuur\2010\S005_serie2\p_all\5_1003fp.csv | 1000
XR2-5 | P_All | 1 | 5_1003gp.csv | F:\UPOD\Cell_DLE\CSV_files_raw_nieuwe_structuur\2010\S005_serie2\p_all | F:\UPOD\Cell_DLE\CSV_files_raw_nieuwe_structuur\2010\S005_serie2\p_all\5_1003gp.csv | 987
XR9-3 | A_PoliV3 | 1 | 4_1107B.TXT | F:\UPOD\Cell_DLE\CSV_files_raw_nieuwe_structuur\2007\staanookalscsv | F:\UPOD\Cell_DLE\CSV_files_raw_nieuwe_structuur\2007\staanookalscsv\4_1107B.TXT | 867
XR9-3 | A_PoliV3 | 1 | 4_1107B.csv | F:\UPOD\Cell_DLE\CSV_files_raw_nieuwe_structuur\2007\m00 | F:\UPOD\Cell_DLE\CSV_files_raw_nieuwe_structuur\2007\m00\4_1107B.csv | 867
XR9-3 | A_PoliV3_P_All | 2 | 4_0604A.TXT | F:\UPOD\Cell_DLE\CSV_files_raw_nieuwe_structuur\2006\m04 | F:\UPOD\Cell_DLE\CSV_files_raw_nieuwe_structuur\2006\m04\4_0604A.TXT | 877
XR9-3 | A_PoliV3_P_All | 2 | 4_0604B.csv | F:\UPOD\Cell_DLE\CSV_files_raw_nieuwe_structuur\2006\m04 | F:\UPOD\Cell_DLE\CSV_files_raw_nieuwe_structuur\2006\m04\4_0604B.csv | 765
XR9-3 | A_PoliV3_P_All | 2 | 4_0605B.csv | F:\UPOD\Cell_DLE\CSV_files_raw_nieuwe_structuur\2006\m05 | F:\UPOD\Cell_DLE\CSV_files_raw_nieuwe_structuur\2006\m05\4_0605B.csv | 879
XR9-3 | A_PoliV3_P_All | 2 | 4_0606A.csv | F:\UPOD\Cell_DLE\CSV_files_raw_nieuwe_structuur\2006\m06 | F:\UPOD\Cell_DLE\CSV_files_raw_nieuwe_structuur\2006\m06\4_0606A.csv | 1005
XR9-3 | A_PoliV3_P_All | 2 | 4_0606B.csv | F:\UPOD\Cell_DLE\CSV_files_raw_nieuwe_structuur\2006\m06 | F:\UPOD\Cell_DLE\CSV_files_raw_nieuwe_structuur\2006\m06\4_0606B.csv | 928
XR9-3 | A_PoliV3_P_All | 2 | 4_0611B.csv | F:\UPOD\Cell_DLE\CSV_files_raw_nieuwe_structuur\2006\m11 | F:\UPOD\Cell_DLE\CSV_files_raw_nieuwe_structuur\2006\m11\4_0611B.csv | 770
XR9-3 | A_PoliV3_P_All | 2 | 4_0612B.csv | F:\UPOD\Cell_DLE\CSV_files_raw_nieuwe_structuur\2006\m12 | F:\UPOD\Cell_DLE\CSV_files_raw_nieuwe_structuur\2006\m12\4_0612B.csv | 604
XR9-3 | A_PoliV3_P_All | 2 | 4_0701A.TXT | F:\UPOD\Cell_DLE\CSV_files_raw_nieuwe_structuur\2007\staanookalscsv | F:\UPOD\Cell_DLE\CSV_files_raw_nieuwe_structuur\2007\staanookalscsv\4_0701A.TXT | 814
XR9-3 | A_PoliV3_P_All | 2 | 4_0701A.csv | F:\UPOD\Cell_DLE\CSV_files_raw_nieuwe_structuur\2007\m01 | F:\UPOD\Cell_DLE\CSV_files_raw_nieuwe_structuur\2007\m01\4_0701A.csv | 814
XR9-3 | A_PoliV3_P_All | 2 | 4_0701B.TXT | F:\UPOD\Cell_DLE\CSV_files_raw_nieuwe_structuur\2007\staanookalscsv | F:\UPOD\Cell_DLE\CSV_files_raw_nieuwe_structuur\2007\staanookalscsv\4_0701B.TXT | 827
XR9-3 | A_PoliV3_P_All | 2 | 4_0701B.csv | F:\UPOD\Cell_DLE\CSV_files_raw_nieuwe_structuur\2007\m01 | F:\UPOD\Cell_DLE\CSV_files_raw_nieuwe_structuur\2007\m01\4_0701B.csv | 827
XR9-3 | A_PoliV3_P_All | 2 | 4_0702A.TXT | F:\UPOD\Cell_DLE\CSV_files_raw_nieuwe_structuur\2007\staanookalscsv | F:\UPOD\Cell_DLE\CSV_files_raw_nieuwe_structuur\2007\staanookalscsv\4_0702A.TXT | 854
XR9-3 | A_PoliV3_P_All | 2 | 4_0702A.csv | F:\UPOD\Cell_DLE\CSV_files_raw_nieuwe_structuur\2007\m02 | F:\UPOD\Cell_DLE\CSV_files_raw_nieuwe_structuur\2007\m02\4_0702A.csv | 854
XR9-3 | A_PoliV3_P_All | 2 | 4_0702B.TXT | F:\UPOD\Cell_DLE\CSV_files_raw_nieuwe_structuur\2007\staanookalscsv | F:\UPOD\Cell_DLE\CSV_files_raw_nieuwe_structuur\2007\staanookalscsv\4_0702B.TXT | 667
XR9-3 | A_PoliV3_P_All | 2 | 4_0702B.csv | F:\UPOD\Cell_DLE\CSV_files_raw_nieuwe_structuur\2007\m02 | F:\UPOD\Cell_DLE\CSV_files_raw_nieuwe_structuur\2007\m02\4_0702B.csv | 667
XR9-3 | A_PoliV3_P_All | 2 | 4_0703A.TXT | F:\UPOD\Cell_DLE\CSV_files_raw_nieuwe_structuur\2007\staanookalscsv | F:\UPOD\Cell_DLE\CSV_files_raw_nieuwe_structuur\2007\staanookalscsv\4_0703A.TXT | 817
XR9-3 | A_PoliV3_P_All | 2 | 4_0703A.csv | F:\UPOD\Cell_DLE\CSV_files_raw_nieuwe_structuur\2007\m03 | F:\UPOD\Cell_DLE\CSV_files_raw_nieuwe_structuur\2007\m03\4_0703A.csv | 817
XR9-3 | A_PoliV3_P_All | 2 | 4_0703B.TXT | F:\UPOD\Cell_DLE\CSV_files_raw_nieuwe_structuur\2007\staanookalscsv | F:\UPOD\Cell_DLE\CSV_files_raw_nieuwe_structuur\2007\staanookalscsv\4_0703B.TXT | 814
XR9-3 | A_PoliV3_P_All | 2 | 4_0703B.csv | F:\UPOD\Cell_DLE\CSV_files_raw_nieuwe_structuur\2007\m03 | F:\UPOD\Cell_DLE\CSV_files_raw_nieuwe_structuur\2007\m03\4_0703B.csv | 814
XR9-3 | A_PoliV3_P_All | 2 | 4_0704A.TXT | F:\UPOD\Cell_DLE\CSV_files_raw_nieuwe_structuur\2007\staanookalscsv | F:\UPOD\Cell_DLE\CSV_files_raw_nieuwe_structuur\2007\staanookalscsv\4_0704A.TXT | 676
XR9-3 | A_PoliV3_P_All | 2 | 4_0704A.csv | F:\UPOD\Cell_DLE\CSV_files_raw_nieuwe_structuur\2007\m04 | F:\UPOD\Cell_DLE\CSV_files_raw_nieuwe_structuur\2007\m04\4_0704A.csv | 676
XR9-3 | A_PoliV3_P_All | 2 | 4_0704B.TXT | F:\UPOD\Cell_DLE\CSV_files_raw_nieuwe_structuur\2007\staanookalscsv | F:\UPOD\Cell_DLE\CSV_files_raw_nieuwe_structuur\2007\staanookalscsv\4_0704B.TXT | 791
XR9-3 | A_PoliV3_P_All | 2 | 4_0704B.csv | F:\UPOD\Cell_DLE\CSV_files_raw_nieuwe_structuur\2007\m04 | F:\UPOD\Cell_DLE\CSV_files_raw_nieuwe_structuur\2007\m04\4_0704B.csv | 791
XR9-3 | A_PoliV3_P_All | 2 | 4_0705A.TXT | F:\UPOD\Cell_DLE\CSV_files_raw_nieuwe_structuur\2007\staanookalscsv | F:\UPOD\Cell_DLE\CSV_files_raw_nieuwe_structuur\2007\staanookalscsv\4_0705A.TXT | 901
XR9-3 | A_PoliV3_P_All | 2 | 4_0705A.csv | F:\UPOD\Cell_DLE\CSV_files_raw_nieuwe_structuur\2007\m05 | F:\UPOD\Cell_DLE\CSV_files_raw_nieuwe_structuur\2007\m05\4_0705A.csv | 901
XR9-3 | A_PoliV3_P_All | 2 | 4_0705B.TXT | F:\UPOD\Cell_DLE\CSV_files_raw_nieuwe_structuur\2007\staanookalscsv | F:\UPOD\Cell_DLE\CSV_files_raw_nieuwe_structuur\2007\staanookalscsv\4_0705B.TXT | 795
XR9-3 | A_PoliV3_P_All | 2 | 4_0705B.csv | F:\UPOD\Cell_DLE\CSV_files_raw_nieuwe_structuur\2007\m05 | F:\UPOD\Cell_DLE\CSV_files_raw_nieuwe_structuur\2007\m05\4_0705B.csv | 795
XR9-3 | A_PoliV3_P_All | 2 | 4_0706A.TXT | F:\UPOD\Cell_DLE\CSV_files_raw_nieuwe_structuur\2007\staanookalscsv | F:\UPOD\Cell_DLE\CSV_files_raw_nieuwe_structuur\2007\staanookalscsv\4_0706A.TXT | 860
XR9-3 | A_PoliV3_P_All | 2 | 4_0706A.csv | F:\UPOD\Cell_DLE\CSV_files_raw_nieuwe_structuur\2006\m07 | F:\UPOD\Cell_DLE\CSV_files_raw_nieuwe_structuur\2006\m07\4_0706A.csv | 1000
XR9-3 | A_PoliV3_P_All | 2 | 4_0706A.csv | F:\UPOD\Cell_DLE\CSV_files_raw_nieuwe_structuur\2007\m06 | F:\UPOD\Cell_DLE\CSV_files_raw_nieuwe_structuur\2007\m06\4_0706A.csv | 860
XR9-3 | A_PoliV3_P_All | 2 | 4_0706B.TXT | F:\UPOD\Cell_DLE\CSV_files_raw_nieuwe_structuur\2007\staanookalscsv | F:\UPOD\Cell_DLE\CSV_files_raw_nieuwe_structuur\2007\staanookalscsv\4_0706B.TXT | 641
XR9-3 | A_PoliV3_P_All | 2 | 4_0706B.csv | F:\UPOD\Cell_DLE\CSV_files_raw_nieuwe_structuur\2006\m07 | F:\UPOD\Cell_DLE\CSV_files_raw_nieuwe_structuur\2006\m07\4_0706B.csv | 518
XR9-3 | A_PoliV3_P_All | 2 | 4_0706B.csv | F:\UPOD\Cell_DLE\CSV_files_raw_nieuwe_structuur\2007\m06 | F:\UPOD\Cell_DLE\CSV_files_raw_nieuwe_structuur\2007\m06\4_0706B.csv | 641
XR9-3 | A_PoliV3_P_All | 2 | 4_0707A.TXT | F:\UPOD\Cell_DLE\CSV_files_raw_nieuwe_structuur\2007\staanookalscsv | F:\UPOD\Cell_DLE\CSV_files_raw_nieuwe_structuur\2007\staanookalscsv\4_0707A.TXT | 808
XR9-3 | A_PoliV3_P_All | 2 | 4_0707A.csv | F:\UPOD\Cell_DLE\CSV_files_raw_nieuwe_structuur\2007\m07 | F:\UPOD\Cell_DLE\CSV_files_raw_nieuwe_structuur\2007\m07\4_0707A.csv | 808
XR9-3 | A_PoliV3_P_All | 2 | 4_0707B.TXT | F:\UPOD\Cell_DLE\CSV_files_raw_nieuwe_structuur\2007\staanookalscsv | F:\UPOD\Cell_DLE\CSV_files_raw_nieuwe_structuur\2007\staanookalscsv\4_0707B.TXT | 903
XR9-3 | A_PoliV3_P_All | 2 | 4_0707B.csv | F:\UPOD\Cell_DLE\CSV_files_raw_nieuwe_structuur\2007\m07 | F:\UPOD\Cell_DLE\CSV_files_raw_nieuwe_structuur\2007\m07\4_0707B.csv | 903
XR9-3 | A_PoliV3_P_All | 2 | 4_0708B.TXT | F:\UPOD\Cell_DLE\CSV_files_raw_nieuwe_structuur\2007\staanookalscsv | F:\UPOD\Cell_DLE\CSV_files_raw_nieuwe_structuur\2007\staanookalscsv\4_0708B.TXT | 890
XR9-3 | A_PoliV3_P_All | 2 | 4_0708B.csv | F:\UPOD\Cell_DLE\CSV_files_raw_nieuwe_structuur\2007\m08 | F:\UPOD\Cell_DLE\CSV_files_raw_nieuwe_structuur\2007\m08\4_0708B.csv | 890
XR9-3 | A_PoliV3_P_All | 2 | 4_0709A.TXT | F:\UPOD\Cell_DLE\CSV_files_raw_nieuwe_structuur\2007\staanookalscsv | F:\UPOD\Cell_DLE\CSV_files_raw_nieuwe_structuur\2007\staanookalscsv\4_0709A.TXT | 714
XR9-3 | A_PoliV3_P_All | 2 | 4_0709A.csv | F:\UPOD\Cell_DLE\CSV_files_raw_nieuwe_structuur\2007\m09 | F:\UPOD\Cell_DLE\CSV_files_raw_nieuwe_structuur\2007\m09\4_0709A.csv | 714
XR9-3 | A_PoliV3_P_All | 2 | 4_0709B.TXT | F:\UPOD\Cell_DLE\CSV_files_raw_nieuwe_structuur\2007\staanookalscsv | F:\UPOD\Cell_DLE\CSV_files_raw_nieuwe_structuur\2007\staanookalscsv\4_0709B.TXT | 759
XR9-3 | A_PoliV3_P_All | 2 | 4_0709B.csv | F:\UPOD\Cell_DLE\CSV_files_raw_nieuwe_structuur\2007\m09 | F:\UPOD\Cell_DLE\CSV_files_raw_nieuwe_structuur\2007\m09\4_0709B.csv | 759
XR9-3 | A_PoliV3_P_All | 2 | 4_0806A.csv | F:\UPOD\Cell_DLE\CSV_files_raw_nieuwe_structuur\2006\m08 | F:\UPOD\Cell_DLE\CSV_files_raw_nieuwe_structuur\2006\m08\4_0806A.csv | 840
XR9-3 | A_PoliV3_P_All | 2 | 4_0806B.csv | F:\UPOD\Cell_DLE\CSV_files_raw_nieuwe_structuur\2006\m08 | F:\UPOD\Cell_DLE\CSV_files_raw_nieuwe_structuur\2006\m08\4_0806B.csv | 992
XR9-3 | A_PoliV3_P_All | 2 | 4_0807A.TXT | F:\UPOD\Cell_DLE\CSV_files_raw_nieuwe_structuur\2007\staanookalscsv | F:\UPOD\Cell_DLE\CSV_files_raw_nieuwe_structuur\2007\staanookalscsv\4_0807A.TXT | 814
XR9-3 | A_PoliV3_P_All | 2 | 4_0807A.csv | F:\UPOD\Cell_DLE\CSV_files_raw_nieuwe_structuur\2007\m08 | F:\UPOD\Cell_DLE\CSV_files_raw_nieuwe_structuur\2007\m08\4_0807A.csv | 814
XR9-3 | A_PoliV3_P_All | 2 | 4_0906A.csv | F:\UPOD\Cell_DLE\CSV_files_raw_nieuwe_structuur\2006\m09 | F:\UPOD\Cell_DLE\CSV_files_raw_nieuwe_structuur\2006\m09\4_0906A.csv | 817
XR9-3 | A_PoliV3_P_All | 2 | 4_0906B.csv | F:\UPOD\Cell_DLE\CSV_files_raw_nieuwe_structuur\2006\m09 | F:\UPOD\Cell_DLE\CSV_files_raw_nieuwe_structuur\2006\m09\4_0906B.csv | 664
XR9-3 | A_PoliV3_P_All | 2 | 4_1006A.csv | F:\UPOD\Cell_DLE\CSV_files_raw_nieuwe_structuur\2006\m10 | F:\UPOD\Cell_DLE\CSV_files_raw_nieuwe_structuur\2006\m10\4_1006A.csv | 1005
XR9-3 | A_PoliV3_P_All | 2 | 4_1006B.csv | F:\UPOD\Cell_DLE\CSV_files_raw_nieuwe_structuur\2006\m11 | F:\UPOD\Cell_DLE\CSV_files_raw_nieuwe_structuur\2006\m11\4_1006B.csv | 700
XR9-3 | A_PoliV3_P_All | 2 | 4_1007A.TXT | F:\UPOD\Cell_DLE\CSV_files_raw_nieuwe_structuur\2007\staanookalscsv | F:\UPOD\Cell_DLE\CSV_files_raw_nieuwe_structuur\2007\staanookalscsv\4_1007A.TXT | 929
XR9-3 | A_PoliV3_P_All | 2 | 4_1007A.csv | F:\UPOD\Cell_DLE\CSV_files_raw_nieuwe_structuur\2007\m10 | F:\UPOD\Cell_DLE\CSV_files_raw_nieuwe_structuur\2007\m10\4_1007A.csv | 929
XR9-3 | A_PoliV3_P_All | 2 | 4_1007B.TXT | F:\UPOD\Cell_DLE\CSV_files_raw_nieuwe_structuur\2007\staanookalscsv | F:\UPOD\Cell_DLE\CSV_files_raw_nieuwe_structuur\2007\staanookalscsv\4_1007B.TXT | 764
XR9-3 | A_PoliV3_P_All | 2 | 4_1007B.csv | F:\UPOD\Cell_DLE\CSV_files_raw_nieuwe_structuur\2007\m10 | F:\UPOD\Cell_DLE\CSV_files_raw_nieuwe_structuur\2007\m10\4_1007B.csv | 764
XR9-3 | A_PoliV3_P_All | 2 | 4_1106A.CSV | F:\UPOD\Cell_DLE\CSV_files_raw_nieuwe_structuur\2006\m11 | F:\UPOD\Cell_DLE\CSV_files_raw_nieuwe_structuur\2006\m11\4_1106A.CSV | 799
XR9-3 | A_PoliV3_P_All | 2 | 4_1107A.TXT | F:\UPOD\Cell_DLE\CSV_files_raw_nieuwe_structuur\2007\staanookalscsv | F:\UPOD\Cell_DLE\CSV_files_raw_nieuwe_structuur\2007\staanookalscsv\4_1107A.TXT | 866
XR9-3 | A_PoliV3_P_All | 2 | 4_1107A.csv | F:\UPOD\Cell_DLE\CSV_files_raw_nieuwe_structuur\2007\m11 | F:\UPOD\Cell_DLE\CSV_files_raw_nieuwe_structuur\2007\m11\4_1107A.csv | 866
XR9-3 | A_PoliV3_P_All | 2 | 4_1206A.csv | F:\UPOD\Cell_DLE\CSV_files_raw_nieuwe_structuur\2006\m12 | F:\UPOD\Cell_DLE\CSV_files_raw_nieuwe_structuur\2006\m12\4_1206A.csv | 723
XR9-4 | A_PoliV3_P_All | 2 | 4_0408B.csv | F:\UPOD\Cell_DLE\CSV_files_raw_nieuwe_structuur\2008\K1\T01 | F:\UPOD\Cell_DLE\CSV_files_raw_nieuwe_structuur\2008\K1\T01\4_0408B.csv | 608
XR9-4 | A_PoliV3_P_All | 2 | 4_0409B.TXT | F:\UPOD\Cell_DLE\CSV_files_raw_nieuwe_structuur\2009\K2\T06 | F:\UPOD\Cell_DLE\CSV_files_raw_nieuwe_structuur\2009\K2\T06\4_0409B.TXT | 591
XR9-4 | A_PoliV3_P_All | 2 | 4_0409B.TXT | F:\UPOD\Cell_DLE\CSV_files_raw_nieuwe_structuur\2009\K3\T06 | F:\UPOD\Cell_DLE\CSV_files_raw_nieuwe_structuur\2009\K3\T06\4_0409B.TXT | 591
XR9-4 | A_PoliV3_P_All | 2 | 4_0508B.csv | F:\UPOD\Cell_DLE\CSV_files_raw_nieuwe_structuur\2008\K1\T01 | F:\UPOD\Cell_DLE\CSV_files_raw_nieuwe_structuur\2008\K1\T01\4_0508B.csv | 675
XR9-4 | A_PoliV3_P_All | 2 | 4_0608A.csv | F:\UPOD\Cell_DLE\CSV_files_raw_nieuwe_structuur\2008\K1\T01 | F:\UPOD\Cell_DLE\CSV_files_raw_nieuwe_structuur\2008\K1\T01\4_0608A.csv | 797
XR9-4 | A_PoliV3_P_All | 2 | 4_0608B.csv | F:\UPOD\Cell_DLE\CSV_files_raw_nieuwe_structuur\2008\K1\T01 | F:\UPOD\Cell_DLE\CSV_files_raw_nieuwe_structuur\2008\K1\T01\4_0608B.csv | 562
XR9-4 | A_PoliV3_P_All | 2 | 4_0708A.csv | F:\UPOD\Cell_DLE\CSV_files_raw_nieuwe_structuur\2008\K1\T01 | F:\UPOD\Cell_DLE\CSV_files_raw_nieuwe_structuur\2008\K1\T01\4_0708A.csv | 602
XR9-4 | A_PoliV3_P_All | 2 | 4_0708B.csv | F:\UPOD\Cell_DLE\CSV_files_raw_nieuwe_structuur\2008\K1\T01 | F:\UPOD\Cell_DLE\CSV_files_raw_nieuwe_structuur\2008\K1\T01\4_0708B.csv | 926
XR9-4 | A_PoliV3_P_All | 2 | 4_0805A.csv | F:\UPOD\Cell_DLE\CSV_files_raw_nieuwe_structuur\2008\K1\T01 | F:\UPOD\Cell_DLE\CSV_files_raw_nieuwe_structuur\2008\K1\T01\4_0805A.csv | 714
XR9-4 | A_PoliV3_P_All | 2 | 4_0808A.csv | F:\UPOD\Cell_DLE\CSV_files_raw_nieuwe_structuur\2008\K1\T01 | F:\UPOD\Cell_DLE\CSV_files_raw_nieuwe_structuur\2008\K1\T01\4_0808A.csv | 700
XR9-4 | A_PoliV3_P_All | 2 | 4_0808B.csv | F:\UPOD\Cell_DLE\CSV_files_raw_nieuwe_structuur\2008\K1\T01 | F:\UPOD\Cell_DLE\CSV_files_raw_nieuwe_structuur\2008\K1\T01\4_0808B.csv | 657
XR9-4 | A_PoliV3_P_All | 2 | 4_0901A.TXT | F:\UPOD\Cell_DLE\CSV_files_raw_nieuwe_structuur\2009\K1\T06 | F:\UPOD\Cell_DLE\CSV_files_raw_nieuwe_structuur\2009\K1\T06\4_0901A.TXT | 850
XR9-4 | A_PoliV3_P_All | 2 | 4_0901B.TXT | F:\UPOD\Cell_DLE\CSV_files_raw_nieuwe_structuur\2009\K1\T06 | F:\UPOD\Cell_DLE\CSV_files_raw_nieuwe_structuur\2009\K1\T06\4_0901B.TXT | 692
XR9-4 | A_PoliV3_P_All | 2 | 4_0902A.TXT | F:\UPOD\Cell_DLE\CSV_files_raw_nieuwe_structuur\2009\K1\T06 | F:\UPOD\Cell_DLE\CSV_files_raw_nieuwe_structuur\2009\K1\T06\4_0902A.TXT | 868
XR9-4 | A_PoliV3_P_All | 2 | 4_0902B.TXT | F:\UPOD\Cell_DLE\CSV_files_raw_nieuwe_structuur\2009\K1\T06 | F:\UPOD\Cell_DLE\CSV_files_raw_nieuwe_structuur\2009\K1\T06\4_0902B.TXT | 482
XR9-4 | A_PoliV3_P_All | 2 | 4_0903A.TXT | F:\UPOD\Cell_DLE\CSV_files_raw_nieuwe_structuur\2009\K2\T06 | F:\UPOD\Cell_DLE\CSV_files_raw_nieuwe_structuur\2009\K2\T06\4_0903A.TXT | 898
XR9-4 | A_PoliV3_P_All | 2 | 4_0903A.TXT | F:\UPOD\Cell_DLE\CSV_files_raw_nieuwe_structuur\2009\K3\T06 | F:\UPOD\Cell_DLE\CSV_files_raw_nieuwe_structuur\2009\K3\T06\4_0903A.TXT | 898
XR9-4 | A_PoliV3_P_All | 2 | 4_0903B.TXT | F:\UPOD\Cell_DLE\CSV_files_raw_nieuwe_structuur\2009\K2\T06 | F:\UPOD\Cell_DLE\CSV_files_raw_nieuwe_structuur\2009\K2\T06\4_0903B.TXT | 714
XR9-4 | A_PoliV3_P_All | 2 | 4_0903B.TXT | F:\UPOD\Cell_DLE\CSV_files_raw_nieuwe_structuur\2009\K3\T06 | F:\UPOD\Cell_DLE\CSV_files_raw_nieuwe_structuur\2009\K3\T06\4_0903B.TXT | 714
XR9-4 | A_PoliV3_P_All | 2 | 4_0904A.TXT | F:\UPOD\Cell_DLE\CSV_files_raw_nieuwe_structuur\2009\K2\T06 | F:\UPOD\Cell_DLE\CSV_files_raw_nieuwe_structuur\2009\K2\T06\4_0904A.TXT | 880
XR9-4 | A_PoliV3_P_All | 2 | 4_0904A.TXT | F:\UPOD\Cell_DLE\CSV_files_raw_nieuwe_structuur\2009\K3\T06 | F:\UPOD\Cell_DLE\CSV_files_raw_nieuwe_structuur\2009\K3\T06\4_0904A.TXT | 880
XR9-4 | A_PoliV3_P_All | 2 | 4_0905A.TXT | F:\UPOD\Cell_DLE\CSV_files_raw_nieuwe_structuur\2009\K2\T06 | F:\UPOD\Cell_DLE\CSV_files_raw_nieuwe_structuur\2009\K2\T06\4_0905A.TXT | 591
XR9-4 | A_PoliV3_P_All | 2 | 4_0905A.TXT | F:\UPOD\Cell_DLE\CSV_files_raw_nieuwe_structuur\2009\K3\T06 | F:\UPOD\Cell_DLE\CSV_files_raw_nieuwe_structuur\2009\K3\T06\4_0905A.TXT | 591
XR9-4 | A_PoliV3_P_All | 2 | 4_0905B.TXT | F:\UPOD\Cell_DLE\CSV_files_raw_nieuwe_structuur\2009\K2\T06 | F:\UPOD\Cell_DLE\CSV_files_raw_nieuwe_structuur\2009\K2\T06\4_0905B.TXT | 667
XR9-4 | A_PoliV3_P_All | 2 | 4_0905B.TXT | F:\UPOD\Cell_DLE\CSV_files_raw_nieuwe_structuur\2009\K3\T06 | F:\UPOD\Cell_DLE\CSV_files_raw_nieuwe_structuur\2009\K3\T06\4_0905B.TXT | 667
XR9-4 | A_PoliV3_P_All | 2 | 4_0908A.csv | F:\UPOD\Cell_DLE\CSV_files_raw_nieuwe_structuur\2008\K1\T01 | F:\UPOD\Cell_DLE\CSV_files_raw_nieuwe_structuur\2008\K1\T01\4_0908A.csv | 842
XR9-4 | A_PoliV3_P_All | 2 | 4_0908B.csv | F:\UPOD\Cell_DLE\CSV_files_raw_nieuwe_structuur\2008\K1\T01 | F:\UPOD\Cell_DLE\CSV_files_raw_nieuwe_structuur\2008\K1\T01\4_0908B.csv | 810
XR9-4 | A_PoliV3_P_All | 2 | 4_0911A.TXT | F:\UPOD\Cell_DLE\CSV_files_raw_nieuwe_structuur\2009\KP\T08 | F:\UPOD\Cell_DLE\CSV_files_raw_nieuwe_structuur\2009\KP\T08\4_0911A.TXT | 1000
XR9-4 | A_PoliV3_P_All | 2 | 4_0911B.TXT | F:\UPOD\Cell_DLE\CSV_files_raw_nieuwe_structuur\2009\KP\T08 | F:\UPOD\Cell_DLE\CSV_files_raw_nieuwe_structuur\2009\KP\T08\4_0911B.TXT | 1000
XR9-4 | A_PoliV3_P_All | 2 | 4_0911C.TXT | F:\UPOD\Cell_DLE\CSV_files_raw_nieuwe_structuur\2009\KP\T08 | F:\UPOD\Cell_DLE\CSV_files_raw_nieuwe_structuur\2009\KP\T08\4_0911C.TXT | 1000
XR9-4 | A_PoliV3_P_All | 2 | 4_0911D.TXT | F:\UPOD\Cell_DLE\CSV_files_raw_nieuwe_structuur\2009\KP\T08 | F:\UPOD\Cell_DLE\CSV_files_raw_nieuwe_structuur\2009\KP\T08\4_0911D.TXT | 1000
XR9-4 | A_PoliV3_P_All | 2 | 4_0911E.TXT | F:\UPOD\Cell_DLE\CSV_files_raw_nieuwe_structuur\2009\KP\T08 | F:\UPOD\Cell_DLE\CSV_files_raw_nieuwe_structuur\2009\KP\T08\4_0911E.TXT | 1000
XR9-4 | A_PoliV3_P_All | 2 | 4_0911F.TXT | F:\UPOD\Cell_DLE\CSV_files_raw_nieuwe_structuur\2009\KP\T08 | F:\UPOD\Cell_DLE\CSV_files_raw_nieuwe_structuur\2009\KP\T08\4_0911F.TXT | 1000
XR9-4 | A_PoliV3_P_All | 2 | 4_0911G.TXT | F:\UPOD\Cell_DLE\CSV_files_raw_nieuwe_structuur\2009\KP\T08 | F:\UPOD\Cell_DLE\CSV_files_raw_nieuwe_structuur\2009\KP\T08\4_0911G.TXT | 1000
XR9-4 | A_PoliV3_P_All | 2 | 4_0911H.TXT | F:\UPOD\Cell_DLE\CSV_files_raw_nieuwe_structuur\2009\KP\T08 | F:\UPOD\Cell_DLE\CSV_files_raw_nieuwe_structuur\2009\KP\T08\4_0911H.TXT | 679
XR9-4 | A_PoliV3_P_All | 2 | 4_0911I.CSV | F:\UPOD\Cell_DLE\CSV_files_raw_nieuwe_structuur\2009\KP\T08 | F:\UPOD\Cell_DLE\CSV_files_raw_nieuwe_structuur\2009\KP\T08\4_0911I.CSV | 1000
XR9-4 | A_PoliV3_P_All | 2 | 4_0912A.CSV | F:\UPOD\Cell_DLE\CSV_files_raw_nieuwe_structuur\2009\KP\T08 | F:\UPOD\Cell_DLE\CSV_files_raw_nieuwe_structuur\2009\KP\T08\4_0912A.CSV | 730
XR9-4 | A_PoliV3_P_All | 2 | 4_1008A.csv | F:\UPOD\Cell_DLE\CSV_files_raw_nieuwe_structuur\2008\K1\T01 | F:\UPOD\Cell_DLE\CSV_files_raw_nieuwe_structuur\2008\K1\T01\4_1008A.csv | 786
XR9-4 | A_PoliV3_P_All | 2 | 4_1008B.TXT | F:\UPOD\Cell_DLE\CSV_files_raw_nieuwe_structuur\2008\K1\T01 | F:\UPOD\Cell_DLE\CSV_files_raw_nieuwe_structuur\2008\K1\T01\4_1008B.TXT | 803
XR9-4 | A_PoliV3_P_All | 2 | 4_1008B.csv | F:\UPOD\Cell_DLE\CSV_files_raw_nieuwe_structuur\2008\K1\T01 | F:\UPOD\Cell_DLE\CSV_files_raw_nieuwe_structuur\2008\K1\T01\4_1008B.csv | 803
XR9-4 | A_PoliV3_P_All | 2 | 4_1108A.csv | F:\UPOD\Cell_DLE\CSV_files_raw_nieuwe_structuur\2008\K1\T01 | F:\UPOD\Cell_DLE\CSV_files_raw_nieuwe_structuur\2008\K1\T01\4_1108A.csv | 923
XR9-4 | A_PoliV3_P_All | 2 | 4_1108B.csv | F:\UPOD\Cell_DLE\CSV_files_raw_nieuwe_structuur\2008\K1\T01 | F:\UPOD\Cell_DLE\CSV_files_raw_nieuwe_structuur\2008\K1\T01\4_1108B.csv | 550
XR9-4 | A_PoliV3_P_All | 2 | 4_1208A.csv | F:\UPOD\Cell_DLE\CSV_files_raw_nieuwe_structuur\2008\K4\t06 | F:\UPOD\Cell_DLE\CSV_files_raw_nieuwe_structuur\2008\K4\t06\4_1208A.csv | 937
XR9-4 | A_PoliV3_P_All | 2 | 4_1208B.TXT | F:\UPOD\Cell_DLE\CSV_files_raw_nieuwe_structuur\2008\K4\t06 | F:\UPOD\Cell_DLE\CSV_files_raw_nieuwe_structuur\2008\K4\t06\4_1208B.TXT | 598
v3 | A_PoliV3 | 1 | 1_1003a.csv | F:\UPOD\Cell_DLE\CSV_files_raw_nieuwe_structuur\2010\K1\T08 | F:\UPOD\Cell_DLE\CSV_files_raw_nieuwe_structuur\2010\K1\T08\1_1003a.csv | 1000
v3 | A_PoliV3 | 1 | 1_1003b.csv | F:\UPOD\Cell_DLE\CSV_files_raw_nieuwe_structuur\2010\K1\T08 | F:\UPOD\Cell_DLE\CSV_files_raw_nieuwe_structuur\2010\K1\T08\1_1003b.csv | 1000
v3 | A_PoliV3 | 1 | 1_1003c.csv | F:\UPOD\Cell_DLE\CSV_files_raw_nieuwe_structuur\2010\K1\T08 | F:\UPOD\Cell_DLE\CSV_files_raw_nieuwe_structuur\2010\K1\T08\1_1003c.csv | 1000
v3 | A_PoliV3 | 1 | 1_1003d.csv | F:\UPOD\Cell_DLE\CSV_files_raw_nieuwe_structuur\2010\K1\T08 | F:\UPOD\Cell_DLE\CSV_files_raw_nieuwe_structuur\2010\K1\T08\1_1003d.csv | 1000
v3 | A_PoliV3 | 1 | 1_1003e.csv | F:\UPOD\Cell_DLE\CSV_files_raw_nieuwe_structuur\2010\K1\T08 | F:\UPOD\Cell_DLE\CSV_files_raw_nieuwe_structuur\2010\K1\T08\1_1003e.csv | 1000
v3 | A_PoliV3 | 1 | 1_1003f.csv | F:\UPOD\Cell_DLE\CSV_files_raw_nieuwe_structuur\2010\K1\T08 | F:\UPOD\Cell_DLE\CSV_files_raw_nieuwe_structuur\2010\K1\T08\1_1003f.csv | 294
v3 | A_PoliV3 | 1 | 1_1003g.csv | F:\UPOD\Cell_DLE\CSV_files_raw_nieuwe_structuur\2010\K1\T08 | F:\UPOD\Cell_DLE\CSV_files_raw_nieuwe_structuur\2010\K1\T08\1_1003g.csv | 1000
v3 | A_PoliV3 | 1 | 1_1003h.csv | F:\UPOD\Cell_DLE\CSV_files_raw_nieuwe_structuur\2010\K1\T08 | F:\UPOD\Cell_DLE\CSV_files_raw_nieuwe_structuur\2010\K1\T08\1_1003h.csv | 1000
v3 | A_PoliV3 | 1 | 1_1003ia.csv | F:\UPOD\Cell_DLE\CSV_files_raw_nieuwe_structuur\2010\K2_serie2\A_sap15 | F:\UPOD\Cell_DLE\CSV_files_raw_nieuwe_structuur\2010\K2_serie2\A_sap15\1_1003ia.csv | 1000
v3 | A_PoliV3 | 1 | 1_1003ja.csv | F:\UPOD\Cell_DLE\CSV_files_raw_nieuwe_structuur\2010\K2_serie2\A_sap15 | F:\UPOD\Cell_DLE\CSV_files_raw_nieuwe_structuur\2010\K2_serie2\A_sap15\1_1003ja.csv | 1000
v3 | A_PoliV3 | 1 | 1_1004aa.csv | F:\UPOD\Cell_DLE\CSV_files_raw_nieuwe_structuur\2010\K2_serie2\A_sap15 | F:\UPOD\Cell_DLE\CSV_files_raw_nieuwe_structuur\2010\K2_serie2\A_sap15\1_1004aa.csv | 1000
v3 | A_PoliV3 | 1 | 1_1004ba.csv | F:\UPOD\Cell_DLE\CSV_files_raw_nieuwe_structuur\2010\K2_serie2\A_sap15 | F:\UPOD\Cell_DLE\CSV_files_raw_nieuwe_structuur\2010\K2_serie2\A_sap15\1_1004ba.csv | 1000
v3 | A_PoliV3 | 1 | 1_1004ca.csv | F:\UPOD\Cell_DLE\CSV_files_raw_nieuwe_structuur\2010\K2_serie2\A_sap15 | F:\UPOD\Cell_DLE\CSV_files_raw_nieuwe_structuur\2010\K2_serie2\A_sap15\1_1004ca.csv | 1000
v3 | A_PoliV3 | 1 | 1_1004da.csv | F:\UPOD\Cell_DLE\CSV_files_raw_nieuwe_structuur\2010\K2_serie2\A_sap15 | F:\UPOD\Cell_DLE\CSV_files_raw_nieuwe_structuur\2010\K2_serie2\A_sap15\1_1004da.csv | 1000
v3 | A_PoliV3 | 1 | 1_1004ea.csv | F:\UPOD\Cell_DLE\CSV_files_raw_nieuwe_structuur\2010\K2_serie2\A_sap15 | F:\UPOD\Cell_DLE\CSV_files_raw_nieuwe_structuur\2010\K2_serie2\A_sap15\1_1004ea.csv | 1000
v3 | A_PoliV3 | 1 | 1_1004fa.csv | F:\UPOD\Cell_DLE\CSV_files_raw_nieuwe_structuur\2010\K2_serie2\A_sap15 | F:\UPOD\Cell_DLE\CSV_files_raw_nieuwe_structuur\2010\K2_serie2\A_sap15\1_1004fa.csv | 1000
v3 | A_PoliV3 | 1 | 1_1004ga.csv | F:\UPOD\Cell_DLE\CSV_files_raw_nieuwe_structuur\2010\K2_serie2\A_sap15 | F:\UPOD\Cell_DLE\CSV_files_raw_nieuwe_structuur\2010\K2_serie2\A_sap15\1_1004ga.csv | 1000
v3 | A_PoliV3 | 1 | 1_1004ha.csv | F:\UPOD\Cell_DLE\CSV_files_raw_nieuwe_structuur\2010\K2_serie2\A_sap15 | F:\UPOD\Cell_DLE\CSV_files_raw_nieuwe_structuur\2010\K2_serie2\A_sap15\1_1004ha.csv | 1000
v3 | A_PoliV3 | 1 | 1_1004ia.csv | F:\UPOD\Cell_DLE\CSV_files_raw_nieuwe_structuur\2010\K2_serie2\A_sap15 | F:\UPOD\Cell_DLE\CSV_files_raw_nieuwe_structuur\2010\K2_serie2\A_sap15\1_1004ia.csv | 700
v3 | A_PoliV3 | 1 | 1_1005aa.csv | F:\UPOD\Cell_DLE\CSV_files_raw_nieuwe_structuur\2010\K2_serie2\A_sap15 | F:\UPOD\Cell_DLE\CSV_files_raw_nieuwe_structuur\2010\K2_serie2\A_sap15\1_1005aa.csv | 1001
v3 | A_PoliV3 | 1 | 1_1005ba.csv | F:\UPOD\Cell_DLE\CSV_files_raw_nieuwe_structuur\2010\K2_serie2\A_sap15 | F:\UPOD\Cell_DLE\CSV_files_raw_nieuwe_structuur\2010\K2_serie2\A_sap15\1_1005ba.csv | 1000
v3 | A_PoliV3 | 1 | 1_1005ca.csv | F:\UPOD\Cell_DLE\CSV_files_raw_nieuwe_structuur\2010\K2_serie2\A_sap15 | F:\UPOD\Cell_DLE\CSV_files_raw_nieuwe_structuur\2010\K2_serie2\A_sap15\1_1005ca.csv | 1000
v3 | A_PoliV3 | 1 | 1_1005da.csv | F:\UPOD\Cell_DLE\CSV_files_raw_nieuwe_structuur\2010\K2_serie2\A_sap15 | F:\UPOD\Cell_DLE\CSV_files_raw_nieuwe_structuur\2010\K2_serie2\A_sap15\1_1005da.csv | 595
v3 | A_PoliV3 | 1 | 1_1005ea.csv | F:\UPOD\Cell_DLE\CSV_files_raw_nieuwe_structuur\2010\K2_serie2\A_sap15 | F:\UPOD\Cell_DLE\CSV_files_raw_nieuwe_structuur\2010\K2_serie2\A_sap15\1_1005ea.csv | 1000
v3 | A_PoliV3 | 1 | 1_1005fa.csv | F:\UPOD\Cell_DLE\CSV_files_raw_nieuwe_structuur\2010\K2_serie2\A_sap15 | F:\UPOD\Cell_DLE\CSV_files_raw_nieuwe_structuur\2010\K2_serie2\A_sap15\1_1005fa.csv | 839
v3 | A_PoliV3 | 1 | 1_1005ga.csv | F:\UPOD\Cell_DLE\CSV_files_raw_nieuwe_structuur\2010\K2_serie2\A_sap15 | F:\UPOD\Cell_DLE\CSV_files_raw_nieuwe_structuur\2010\K2_serie2\A_sap15\1_1005ga.csv | 1000
v3 | A_PoliV3 | 1 | 1_1005ha.csv | F:\UPOD\Cell_DLE\CSV_files_raw_nieuwe_structuur\2010\K2_serie2\A_sap15 | F:\UPOD\Cell_DLE\CSV_files_raw_nieuwe_structuur\2010\K2_serie2\A_sap15\1_1005ha.csv | 1000
v3 | A_PoliV3 | 1 | 1_1005ia.csv | F:\UPOD\Cell_DLE\CSV_files_raw_nieuwe_structuur\2010\K2_serie2\A_sap15 | F:\UPOD\Cell_DLE\CSV_files_raw_nieuwe_structuur\2010\K2_serie2\A_sap15\1_1005ia.csv | 1000
v3 | A_PoliV3 | 1 | 1_1005ja.csv | F:\UPOD\Cell_DLE\CSV_files_raw_nieuwe_structuur\2010\K2_serie2\A_sap15 | F:\UPOD\Cell_DLE\CSV_files_raw_nieuwe_structuur\2010\K2_serie2\A_sap15\1_1005ja.csv | 1000
v3 | A_PoliV3 | 1 | 1_1006aa.csv | F:\UPOD\Cell_DLE\CSV_files_raw_nieuwe_structuur\2010\K2_serie2\A_sap15 | F:\UPOD\Cell_DLE\CSV_files_raw_nieuwe_structuur\2010\K2_serie2\A_sap15\1_1006aa.csv | 1000
v3 | A_PoliV3 | 1 | 1_1006ba.csv | F:\UPOD\Cell_DLE\CSV_files_raw_nieuwe_structuur\2010\K2_serie2\A_sap15 | F:\UPOD\Cell_DLE\CSV_files_raw_nieuwe_structuur\2010\K2_serie2\A_sap15\1_1006ba.csv | 1000
v3 | A_PoliV3 | 1 | 1_1006ca.csv | F:\UPOD\Cell_DLE\CSV_files_raw_nieuwe_structuur\2010\K2_serie2\A_sap15 | F:\UPOD\Cell_DLE\CSV_files_raw_nieuwe_structuur\2010\K2_serie2\A_sap15\1_1006ca.csv | 1000
v3 | A_PoliV3 | 1 | 1_1006da.csv | F:\UPOD\Cell_DLE\CSV_files_raw_nieuwe_structuur\2010\K2_serie2\A_sap15 | F:\UPOD\Cell_DLE\CSV_files_raw_nieuwe_structuur\2010\K2_serie2\A_sap15\1_1006da.csv | 1000
v3 | A_PoliV3 | 1 | 1_1006ea.csv | F:\UPOD\Cell_DLE\CSV_files_raw_nieuwe_structuur\2010\K2_serie2\A_sap15 | F:\UPOD\Cell_DLE\CSV_files_raw_nieuwe_structuur\2010\K2_serie2\A_sap15\1_1006ea.csv | 1000
v3 | A_PoliV3 | 1 | 1_1006fa.csv | F:\UPOD\Cell_DLE\CSV_files_raw_nieuwe_structuur\2010\K2_serie2\A_sap15 | F:\UPOD\Cell_DLE\CSV_files_raw_nieuwe_structuur\2010\K2_serie2\A_sap15\1_1006fa.csv | 1000
v3 | A_PoliV3 | 1 | 1_1006ga.csv | F:\UPOD\Cell_DLE\CSV_files_raw_nieuwe_structuur\2010\K2_serie2\A_sap15 | F:\UPOD\Cell_DLE\CSV_files_raw_nieuwe_structuur\2010\K2_serie2\A_sap15\1_1006ga.csv | 1000
v3 | A_PoliV3 | 1 | 1_1006ha.csv | F:\UPOD\Cell_DLE\CSV_files_raw_nieuwe_structuur\2010\K2_serie2\A_sap15 | F:\UPOD\Cell_DLE\CSV_files_raw_nieuwe_structuur\2010\K2_serie2\A_sap15\1_1006ha.csv | 1000
v3 | A_PoliV3 | 1 | 1_1007aa.csv | F:\UPOD\Cell_DLE\CSV_files_raw_nieuwe_structuur\2010\K2_serie2\A_sap15 | F:\UPOD\Cell_DLE\CSV_files_raw_nieuwe_structuur\2010\K2_serie2\A_sap15\1_1007aa.csv | 1000
v3 | A_PoliV3 | 1 | 1_1007ba.csv | F:\UPOD\Cell_DLE\CSV_files_raw_nieuwe_structuur\2010\K2_serie2\A_sap15 | F:\UPOD\Cell_DLE\CSV_files_raw_nieuwe_structuur\2010\K2_serie2\A_sap15\1_1007ba.csv | 1000
v3 | A_PoliV3 | 1 | 1_1007ca.csv | F:\UPOD\Cell_DLE\CSV_files_raw_nieuwe_structuur\2010\K2_serie2\A_sap15 | F:\UPOD\Cell_DLE\CSV_files_raw_nieuwe_structuur\2010\K2_serie2\A_sap15\1_1007ca.csv | 1000
v3 | A_PoliV3 | 1 | 1_1007da.csv | F:\UPOD\Cell_DLE\CSV_files_raw_nieuwe_structuur\2010\K2_serie2\A_sap15 | F:\UPOD\Cell_DLE\CSV_files_raw_nieuwe_structuur\2010\K2_serie2\A_sap15\1_1007da.csv | 1000
v3 | A_PoliV3 | 1 | 1_1007ea.csv | F:\UPOD\Cell_DLE\CSV_files_raw_nieuwe_structuur\2010\K2_serie2\A_sap15 | F:\UPOD\Cell_DLE\CSV_files_raw_nieuwe_structuur\2010\K2_serie2\A_sap15\1_1007ea.csv | 1000
v3 | A_PoliV3 | 1 | 1_1007fa.csv | F:\UPOD\Cell_DLE\CSV_files_raw_nieuwe_structuur\2010\K2_serie2\A_sap15 | F:\UPOD\Cell_DLE\CSV_files_raw_nieuwe_structuur\2010\K2_serie2\A_sap15\1_1007fa.csv | 1000
v3 | A_PoliV3 | 1 | 1_1007ga.csv | F:\UPOD\Cell_DLE\CSV_files_raw_nieuwe_structuur\2010\K2_serie2\A_sap15 | F:\UPOD\Cell_DLE\CSV_files_raw_nieuwe_structuur\2010\K2_serie2\A_sap15\1_1007ga.csv | 1000
v3 | A_PoliV3 | 1 | 1_1008aa.csv | F:\UPOD\Cell_DLE\CSV_files_raw_nieuwe_structuur\2010\K2_serie2\A_sap15 | F:\UPOD\Cell_DLE\CSV_files_raw_nieuwe_structuur\2010\K2_serie2\A_sap15\1_1008aa.csv | 1000
v3 | A_PoliV3 | 1 | 1_1008ba.csv | F:\UPOD\Cell_DLE\CSV_files_raw_nieuwe_structuur\2010\K2_serie2\A_sap15 | F:\UPOD\Cell_DLE\CSV_files_raw_nieuwe_structuur\2010\K2_serie2\A_sap15\1_1008ba.csv | 1000
v3 | A_PoliV3 | 1 | 1_1008ca.csv | F:\UPOD\Cell_DLE\CSV_files_raw_nieuwe_structuur\2010\K2_serie2\A_sap15 | F:\UPOD\Cell_DLE\CSV_files_raw_nieuwe_structuur\2010\K2_serie2\A_sap15\1_1008ca.csv | 1000
v3 | A_PoliV3 | 1 | 1_1008da.csv | F:\UPOD\Cell_DLE\CSV_files_raw_nieuwe_structuur\2010\K2_serie2\A_sap15 | F:\UPOD\Cell_DLE\CSV_files_raw_nieuwe_structuur\2010\K2_serie2\A_sap15\1_1008da.csv | 1000
v3 | A_PoliV3 | 1 | 1_1008ea.csv | F:\UPOD\Cell_DLE\CSV_files_raw_nieuwe_structuur\2010\K2_serie2\A_sap15 | F:\UPOD\Cell_DLE\CSV_files_raw_nieuwe_structuur\2010\K2_serie2\A_sap15\1_1008ea.csv | 1000
v3 | A_PoliV3 | 1 | 1_1008fa.csv | F:\UPOD\Cell_DLE\CSV_files_raw_nieuwe_structuur\2010\K2_serie2\A_sap15 | F:\UPOD\Cell_DLE\CSV_files_raw_nieuwe_structuur\2010\K2_serie2\A_sap15\1_1008fa.csv | 1000
v3 | A_PoliV3 | 1 | 1_1008ga.csv | F:\UPOD\Cell_DLE\CSV_files_raw_nieuwe_structuur\2010\K2_serie2\A_sap15 | F:\UPOD\Cell_DLE\CSV_files_raw_nieuwe_structuur\2010\K2_serie2\A_sap15\1_1008ga.csv | 1000
v3 | A_PoliV3 | 1 | 1_1008ga.csv | F:\UPOD\Cell_DLE\CSV_files_raw_nieuwe_structuur\2010\magweg | F:\UPOD\Cell_DLE\CSV_files_raw_nieuwe_structuur\2010\magweg\1_1008ga.csv | 1000
v3 | A_PoliV3 | 1 | 1_1008ha.csv | F:\UPOD\Cell_DLE\CSV_files_raw_nieuwe_structuur\2010\K2_serie2\A_sap15 | F:\UPOD\Cell_DLE\CSV_files_raw_nieuwe_structuur\2010\K2_serie2\A_sap15\1_1008ha.csv | 1000
v3 | A_PoliV3 | 1 | 1_1008ha.csv | F:\UPOD\Cell_DLE\CSV_files_raw_nieuwe_structuur\2010\magweg | F:\UPOD\Cell_DLE\CSV_files_raw_nieuwe_structuur\2010\magweg\1_1008ha.csv | 1000
v3 | A_PoliV3 | 1 | 1_1008ia.csv | F:\UPOD\Cell_DLE\CSV_files_raw_nieuwe_structuur\2010\K2_serie2\A_sap15 | F:\UPOD\Cell_DLE\CSV_files_raw_nieuwe_structuur\2010\K2_serie2\A_sap15\1_1008ia.csv | 1000
v3 | A_PoliV3 | 1 | 1_1008ia.csv | F:\UPOD\Cell_DLE\CSV_files_raw_nieuwe_structuur\2010\magweg | F:\UPOD\Cell_DLE\CSV_files_raw_nieuwe_structuur\2010\magweg\1_1008ia.csv | 1000
v3 | A_PoliV3 | 1 | 1_1008ja.csv | F:\UPOD\Cell_DLE\CSV_files_raw_nieuwe_structuur\2010\K2_serie2\A_sap15 | F:\UPOD\Cell_DLE\CSV_files_raw_nieuwe_structuur\2010\K2_serie2\A_sap15\1_1008ja.csv | 1000
v3 | A_PoliV3 | 1 | 1_1008ja.csv | F:\UPOD\Cell_DLE\CSV_files_raw_nieuwe_structuur\2010\magweg | F:\UPOD\Cell_DLE\CSV_files_raw_nieuwe_structuur\2010\magweg\1_1008ja.csv | 1000
v3 | A_PoliV3 | 1 | 1_1008ka.csv | F:\UPOD\Cell_DLE\CSV_files_raw_nieuwe_structuur\2010\K2_serie2\A_sap15 | F:\UPOD\Cell_DLE\CSV_files_raw_nieuwe_structuur\2010\K2_serie2\A_sap15\1_1008ka.csv | 673
v3 | A_PoliV3 | 1 | 1_1008ka.csv | F:\UPOD\Cell_DLE\CSV_files_raw_nieuwe_structuur\2010\magweg | F:\UPOD\Cell_DLE\CSV_files_raw_nieuwe_structuur\2010\magweg\1_1008ka.csv | 673
v3 | A_PoliV3 | 1 | 2_1008da.csv | F:\UPOD\Cell_DLE\CSV_files_raw_nieuwe_structuur\2010\K2_serie2\A_sap15 | F:\UPOD\Cell_DLE\CSV_files_raw_nieuwe_structuur\2010\K2_serie2\A_sap15\2_1008da.csv | 1000
v3 | A_PoliV3 | 1 | 2_1008ea.csv | F:\UPOD\Cell_DLE\CSV_files_raw_nieuwe_structuur\2010\K2_serie2\A_sap15 | F:\UPOD\Cell_DLE\CSV_files_raw_nieuwe_structuur\2010\K2_serie2\A_sap15\2_1008ea.csv | 1000
v3 | A_PoliV3 | 1 | 2_1008fa.csv | F:\UPOD\Cell_DLE\CSV_files_raw_nieuwe_structuur\2010\K2_serie2\A_sap15 | F:\UPOD\Cell_DLE\CSV_files_raw_nieuwe_structuur\2010\K2_serie2\A_sap15\2_1008fa.csv | 1000
v3 | A_PoliV3 | 1 | 2_1008fa.csv | F:\UPOD\Cell_DLE\CSV_files_raw_nieuwe_structuur\2010\magweg | F:\UPOD\Cell_DLE\CSV_files_raw_nieuwe_structuur\2010\magweg\2_1008fa.csv | 1000
v3 | A_PoliV3 | 1 | 2_1008ga.csv | F:\UPOD\Cell_DLE\CSV_files_raw_nieuwe_structuur\2010\K2_serie2\A_sap15 | F:\UPOD\Cell_DLE\CSV_files_raw_nieuwe_structuur\2010\K2_serie2\A_sap15\2_1008ga.csv | 1000
v3 | A_PoliV3 | 1 | 2_1008ga.csv | F:\UPOD\Cell_DLE\CSV_files_raw_nieuwe_structuur\2010\magweg | F:\UPOD\Cell_DLE\CSV_files_raw_nieuwe_structuur\2010\magweg\2_1008ga.csv | 1000
v3 | A_PoliV3 | 1 | 2_1008ha.csv | F:\UPOD\Cell_DLE\CSV_files_raw_nieuwe_structuur\2010\K2_serie2\A_sap15 | F:\UPOD\Cell_DLE\CSV_files_raw_nieuwe_structuur\2010\K2_serie2\A_sap15\2_1008ha.csv | 285
v3 | A_PoliV3 | 1 | 2_1008ha.csv | F:\UPOD\Cell_DLE\CSV_files_raw_nieuwe_structuur\2010\magweg | F:\UPOD\Cell_DLE\CSV_files_raw_nieuwe_structuur\2010\magweg\2_1008ha.csv | 285
v3 | A_PoliV3 | 1 | 3_1008ea.csv | F:\UPOD\Cell_DLE\CSV_files_raw_nieuwe_structuur\2010\K2_serie2\A_sap15 | F:\UPOD\Cell_DLE\CSV_files_raw_nieuwe_structuur\2010\K2_serie2\A_sap15\3_1008ea.csv | 208
v3 | A_PoliV3 | 1 | 3_1008ea.csv | F:\UPOD\Cell_DLE\CSV_files_raw_nieuwe_structuur\2010\magweg | F:\UPOD\Cell_DLE\CSV_files_raw_nieuwe_structuur\2010\magweg\3_1008ea.csv | 208
v3 | A_PoliV3 | 1 | 4_1009ba.csv | F:\UPOD\Cell_DLE\CSV_files_raw_nieuwe_structuur\2010\K3_serie2\A_poliV3 | F:\UPOD\Cell_DLE\CSV_files_raw_nieuwe_structuur\2010\K3_serie2\A_poliV3\4_1009ba.csv | 465
v3 | A_PoliV3 | 1 | 4_1009ca.csv | F:\UPOD\Cell_DLE\CSV_files_raw_nieuwe_structuur\2010\K3_serie2\A_poliV3 | F:\UPOD\Cell_DLE\CSV_files_raw_nieuwe_structuur\2010\K3_serie2\A_poliV3\4_1009ca.csv | 584
v3 | A_PoliV3 | 1 | 4_1011aa.csv | F:\UPOD\Cell_DLE\CSV_files_raw_nieuwe_structuur\2010\K3_serie2\A_poliV3 | F:\UPOD\Cell_DLE\CSV_files_raw_nieuwe_structuur\2010\K3_serie2\A_poliV3\4_1011aa.csv | 1000
v3 | A_PoliV3 | 1 | 4_1011ba.csv | F:\UPOD\Cell_DLE\CSV_files_raw_nieuwe_structuur\2010\K3_serie2\A_poliV3 | F:\UPOD\Cell_DLE\CSV_files_raw_nieuwe_structuur\2010\K3_serie2\A_poliV3\4_1011ba.csv | 872
v3 | A_PoliV3 | 1 | 4_1011c.csv | F:\UPOD\Cell_DLE\CSV_files_raw_nieuwe_structuur\2010\K4_serie2\A_poliV3 | F:\UPOD\Cell_DLE\CSV_files_raw_nieuwe_structuur\2010\K4_serie2\A_poliV3\4_1011c.csv | 1000
v3 | A_PoliV3 | 1 | 5_1003ha.csv | F:\UPOD\Cell_DLE\CSV_files_raw_nieuwe_structuur\2010\S005_serie2\A_sap15 | F:\UPOD\Cell_DLE\CSV_files_raw_nieuwe_structuur\2010\S005_serie2\A_sap15\5_1003ha.csv | 1000
v3 | A_PoliV3 | 1 | 5_1003ia.csv | F:\UPOD\Cell_DLE\CSV_files_raw_nieuwe_structuur\2010\S005_serie2\A_sap15 | F:\UPOD\Cell_DLE\CSV_files_raw_nieuwe_structuur\2010\S005_serie2\A_sap15\5_1003ia.csv | 1000
v3 | A_PoliV3 | 1 | 5_1003ja.csv | F:\UPOD\Cell_DLE\CSV_files_raw_nieuwe_structuur\2010\S005_serie2\A_sap15 | F:\UPOD\Cell_DLE\CSV_files_raw_nieuwe_structuur\2010\S005_serie2\A_sap15\5_1003ja.csv | 1000
v3 | A_PoliV3 | 1 | 5_1005aa.csv | F:\UPOD\Cell_DLE\CSV_files_raw_nieuwe_structuur\2010\S005_serie2\A_sap15 | F:\UPOD\Cell_DLE\CSV_files_raw_nieuwe_structuur\2010\S005_serie2\A_sap15\5_1005aa.csv | 748
v3 | A_PoliV3 | 1 | 5_1006aa.csv | F:\UPOD\Cell_DLE\CSV_files_raw_nieuwe_structuur\2010\S005_serie2\A_sap15 | F:\UPOD\Cell_DLE\CSV_files_raw_nieuwe_structuur\2010\S005_serie2\A_sap15\5_1006aa.csv | 462
v3 | A_PoliV3 | 1 | 5_1010aa.csv | F:\UPOD\Cell_DLE\CSV_files_raw_nieuwe_structuur\2010\S005_serie2\A_sap15 | F:\UPOD\Cell_DLE\CSV_files_raw_nieuwe_structuur\2010\S005_serie2\A_sap15\5_1010aa.csv | 1000
v3 | A_PoliV3 | 1 | 5_1010ba.csv | F:\UPOD\Cell_DLE\CSV_files_raw_nieuwe_structuur\2010\S005_serie2\A_sap15 | F:\UPOD\Cell_DLE\CSV_files_raw_nieuwe_structuur\2010\S005_serie2\A_sap15\5_1010ba.csv | 120
v3 | A_PoliV3 | 1 | 5_1101aa.csv | F:\UPOD\Cell_DLE\CSV_files_raw_nieuwe_structuur\2010\S005_serie2\A_sap15 | F:\UPOD\Cell_DLE\CSV_files_raw_nieuwe_structuur\2010\S005_serie2\A_sap15\5_1101aa.csv | 876
v3 | Full | 3 | 42192az_dlext_20100830_0048_1228.csv | F:\UPOD\Cell_DLE\CSV_files_raw_nieuwe_structuur\2010\sap3_92\m08 | F:\UPOD\Cell_DLE\CSV_files_raw_nieuwe_structuur\2010\sap3_92\m08\42192az_dlext_20100830_0048_1228.csv | 1181
v3 | Full | 3 | 42192az_dlext_20100830_1217_1228.csv | F:\UPOD\Cell_DLE\CSV_files_raw_nieuwe_structuur\2010\sap3_92\m08 | F:\UPOD\Cell_DLE\CSV_files_raw_nieuwe_structuur\2010\sap3_92\m08\42192az_dlext_20100830_1217_1228.csv | 12
v3 | Full | 3 | 42192az_dlext_20100830_1229_1244.csv | F:\UPOD\Cell_DLE\CSV_files_raw_nieuwe_structuur\2010\sap3_92\m08 | F:\UPOD\Cell_DLE\CSV_files_raw_nieuwe_structuur\2010\sap3_92\m08\42192az_dlext_20100830_1229_1244.csv | 16
v3 | Full | 3 | 42192az_dlext_20100831_1245_1327.csv | F:\UPOD\Cell_DLE\CSV_files_raw_nieuwe_structuur\2010\sap3_92\m08 | F:\UPOD\Cell_DLE\CSV_files_raw_nieuwe_structuur\2010\sap3_92\m08\42192az_dlext_20100831_1245_1327.csv | 83
v3 | Full | 3 | 42192az_dlext_20100831_1328_1371.csv | F:\UPOD\Cell_DLE\CSV_files_raw_nieuwe_structuur\2010\sap3_92\m08 | F:\UPOD\Cell_DLE\CSV_files_raw_nieuwe_structuur\2010\sap3_92\m08\42192az_dlext_20100831_1328_1371.csv | 44
v3 | Full | 3 | 42192az_dlext_20100901_1372_1472.csv | F:\UPOD\Cell_DLE\CSV_files_raw_nieuwe_structuur\2010\sap3_92\m09 | F:\UPOD\Cell_DLE\CSV_files_raw_nieuwe_structuur\2010\sap3_92\m09\42192az_dlext_20100901_1372_1472.csv | 101
v3 | Full | 3 | 42192az_dlext_20100902_1473_1585.csv | F:\UPOD\Cell_DLE\CSV_files_raw_nieuwe_structuur\2010\sap3_92\m09 | F:\UPOD\Cell_DLE\CSV_files_raw_nieuwe_structuur\2010\sap3_92\m09\42192az_dlext_20100902_1473_1585.csv | 113
v3 | Full | 3 | 42192az_dlext_20100903_1586_1690.csv | F:\UPOD\Cell_DLE\CSV_files_raw_nieuwe_structuur\2010\sap3_92\m09 | F:\UPOD\Cell_DLE\CSV_files_raw_nieuwe_structuur\2010\sap3_92\m09\42192az_dlext_20100903_1586_1690.csv | 105
v3 | Full | 3 | 42192az_dlext_20100904_1691_1736.csv | F:\UPOD\Cell_DLE\CSV_files_raw_nieuwe_structuur\2010\sap3_92\m09 | F:\UPOD\Cell_DLE\CSV_files_raw_nieuwe_structuur\2010\sap3_92\m09\42192az_dlext_20100904_1691_1736.csv | 46
v3 | Full | 3 | 42192az_dlext_20100905_1737_1783.csv | F:\UPOD\Cell_DLE\CSV_files_raw_nieuwe_structuur\2010\sap3_92\m09 | F:\UPOD\Cell_DLE\CSV_files_raw_nieuwe_structuur\2010\sap3_92\m09\42192az_dlext_20100905_1737_1783.csv | 47
v3 | Full | 3 | 42192az_dlext_20100906_1784_1889.csv | F:\UPOD\Cell_DLE\CSV_files_raw_nieuwe_structuur\2010\sap3_92\m09 | F:\UPOD\Cell_DLE\CSV_files_raw_nieuwe_structuur\2010\sap3_92\m09\42192az_dlext_20100906_1784_1889.csv | 106
v3 | Full | 3 | 42192az_dlext_20100907_1890_2042.csv | F:\UPOD\Cell_DLE\CSV_files_raw_nieuwe_structuur\2010\sap3_92\m09 | F:\UPOD\Cell_DLE\CSV_files_raw_nieuwe_structuur\2010\sap3_92\m09\42192az_dlext_20100907_1890_2042.csv | 153
v3 | Full | 3 | 42192az_dlext_20100908_2043_2190.csv | F:\UPOD\Cell_DLE\CSV_files_raw_nieuwe_structuur\2010\sap3_92\m09 | F:\UPOD\Cell_DLE\CSV_files_raw_nieuwe_structuur\2010\sap3_92\m09\42192az_dlext_20100908_2043_2190.csv | 148
v3 | Full | 3 | 42192az_dlext_20100909_2191_2387.csv | F:\UPOD\Cell_DLE\CSV_files_raw_nieuwe_structuur\2010\sap3_92\m09 | F:\UPOD\Cell_DLE\CSV_files_raw_nieuwe_structuur\2010\sap3_92\m09\42192az_dlext_20100909_2191_2387.csv | 197
v3 | Full | 3 | 42192az_dlext_20100910_2388_2473.csv | F:\UPOD\Cell_DLE\CSV_files_raw_nieuwe_structuur\2010\sap3_92\m09 | F:\UPOD\Cell_DLE\CSV_files_raw_nieuwe_structuur\2010\sap3_92\m09\42192az_dlext_20100910_2388_2473.csv | 86
v3 | Full | 3 | 42192az_dlext_20100911_2474_2523.csv | F:\UPOD\Cell_DLE\CSV_files_raw_nieuwe_structuur\2010\sap3_92\m09 | F:\UPOD\Cell_DLE\CSV_files_raw_nieuwe_structuur\2010\sap3_92\m09\42192az_dlext_20100911_2474_2523.csv | 50
v3 | Full | 3 | 42192az_dlext_20100912_2524_2583.csv | F:\UPOD\Cell_DLE\CSV_files_raw_nieuwe_structuur\2010\sap3_92\m09 | F:\UPOD\Cell_DLE\CSV_files_raw_nieuwe_structuur\2010\sap3_92\m09\42192az_dlext_20100912_2524_2583.csv | 60
v3 | Full | 3 | 42192az_dlext_20100913_2584_2713.csv | F:\UPOD\Cell_DLE\CSV_files_raw_nieuwe_structuur\2010\sap3_92\m09 | F:\UPOD\Cell_DLE\CSV_files_raw_nieuwe_structuur\2010\sap3_92\m09\42192az_dlext_20100913_2584_2713.csv | 130
v3 | Full | 3 | 42192az_dlext_20100914_2714_2816.csv | F:\UPOD\Cell_DLE\CSV_files_raw_nieuwe_structuur\2010\sap3_92\m09 | F:\UPOD\Cell_DLE\CSV_files_raw_nieuwe_structuur\2010\sap3_92\m09\42192az_dlext_20100914_2714_2816.csv | 103
v3 | Full | 3 | 42192az_dlext_20100915_2817_2911.csv | F:\UPOD\Cell_DLE\CSV_files_raw_nieuwe_structuur\2010\sap3_92\m09 | F:\UPOD\Cell_DLE\CSV_files_raw_nieuwe_structuur\2010\sap3_92\m09\42192az_dlext_20100915_2817_2911.csv | 95
v3 | Full | 3 | 42192az_dlext_20100916_2912_3036.csv | F:\UPOD\Cell_DLE\CSV_files_raw_nieuwe_structuur\2010\sap3_92\m09 | F:\UPOD\Cell_DLE\CSV_files_raw_nieuwe_structuur\2010\sap3_92\m09\42192az_dlext_20100916_2912_3036.csv | 125
v3 | Full | 3 | 42192az_dlext_20100917_3037_3148.csv | F:\UPOD\Cell_DLE\CSV_files_raw_nieuwe_structuur\2010\sap3_92\m09 | F:\UPOD\Cell_DLE\CSV_files_raw_nieuwe_structuur\2010\sap3_92\m09\42192az_dlext_20100917_3037_3148.csv | 112
v3 | Full | 3 | 42192az_dlext_20100918_3149_3215.csv | F:\UPOD\Cell_DLE\CSV_files_raw_nieuwe_structuur\2010\sap3_92\m09 | F:\UPOD\Cell_DLE\CSV_files_raw_nieuwe_structuur\2010\sap3_92\m09\42192az_dlext_20100918_3149_3215.csv | 67
v3 | Full | 3 | 42192az_dlext_20100919_3216_3257.csv | F:\UPOD\Cell_DLE\CSV_files_raw_nieuwe_structuur\2010\sap3_92\m09 | F:\UPOD\Cell_DLE\CSV_files_raw_nieuwe_structuur\2010\sap3_92\m09\42192az_dlext_20100919_3216_3257.csv | 42
v3 | Full | 3 | 42192az_dlext_20100920_3258_3368.csv | F:\UPOD\Cell_DLE\CSV_files_raw_nieuwe_structuur\2010\sap3_92\m09 | F:\UPOD\Cell_DLE\CSV_files_raw_nieuwe_structuur\2010\sap3_92\m09\42192az_dlext_20100920_3258_3368.csv | 111
v3 | Full | 3 | 42192az_dlext_20100921_3369_3475.csv | F:\UPOD\Cell_DLE\CSV_files_raw_nieuwe_structuur\2010\sap3_92\m09 | F:\UPOD\Cell_DLE\CSV_files_raw_nieuwe_structuur\2010\sap3_92\m09\42192az_dlext_20100921_3369_3475.csv | 107
v3 | Full | 3 | 42192az_dlext_20100922_3476_3574.csv | F:\UPOD\Cell_DLE\CSV_files_raw_nieuwe_structuur\2010\sap3_92\m09 | F:\UPOD\Cell_DLE\CSV_files_raw_nieuwe_structuur\2010\sap3_92\m09\42192az_dlext_20100922_3476_3574.csv | 99
v3 | Full | 3 | 42192az_dlext_20100923_3575_3695.csv | F:\UPOD\Cell_DLE\CSV_files_raw_nieuwe_structuur\2010\sap3_92\m09 | F:\UPOD\Cell_DLE\CSV_files_raw_nieuwe_structuur\2010\sap3_92\m09\42192az_dlext_20100923_3575_3695.csv | 121
v3 | Full | 3 | 42192az_dlext_20100924_3696_3810.csv | F:\UPOD\Cell_DLE\CSV_files_raw_nieuwe_structuur\2010\sap3_92\m09 | F:\UPOD\Cell_DLE\CSV_files_raw_nieuwe_structuur\2010\sap3_92\m09\42192az_dlext_20100924_3696_3810.csv | 115
v3 | Full | 3 | 42192az_dlext_20100925_3811_3884.csv | F:\UPOD\Cell_DLE\CSV_files_raw_nieuwe_structuur\2010\sap3_92\m09 | F:\UPOD\Cell_DLE\CSV_files_raw_nieuwe_structuur\2010\sap3_92\m09\42192az_dlext_20100925_3811_3884.csv | 74
v3 | Full | 3 | 42192az_dlext_20100926_3885_3944.csv | F:\UPOD\Cell_DLE\CSV_files_raw_nieuwe_structuur\2010\sap3_92\m09 | F:\UPOD\Cell_DLE\CSV_files_raw_nieuwe_structuur\2010\sap3_92\m09\42192az_dlext_20100926_3885_3944.csv | 60
v3 | Full | 3 | 42192az_dlext_20100927_3945_4071.csv | F:\UPOD\Cell_DLE\CSV_files_raw_nieuwe_structuur\2010\sap3_92\m09 | F:\UPOD\Cell_DLE\CSV_files_raw_nieuwe_structuur\2010\sap3_92\m09\42192az_dlext_20100927_3945_4071.csv | 127
v3 | Full | 3 | 42192az_dlext_20100928_4072_4197.csv | F:\UPOD\Cell_DLE\CSV_files_raw_nieuwe_structuur\2010\sap3_92\m09 | F:\UPOD\Cell_DLE\CSV_files_raw_nieuwe_structuur\2010\sap3_92\m09\42192az_dlext_20100928_4072_4197.csv | 126
v3 | Full | 3 | 42192az_dlext_20100929_4198_4329.csv | F:\UPOD\Cell_DLE\CSV_files_raw_nieuwe_structuur\2010\sap3_92\m09 | F:\UPOD\Cell_DLE\CSV_files_raw_nieuwe_structuur\2010\sap3_92\m09\42192az_dlext_20100929_4198_4329.csv | 132
v3 | Full | 3 | 42192az_dlext_20100930_4330_4483.csv | F:\UPOD\Cell_DLE\CSV_files_raw_nieuwe_structuur\2010\sap3_92\m09 | F:\UPOD\Cell_DLE\CSV_files_raw_nieuwe_structuur\2010\sap3_92\m09\42192az_dlext_20100930_4330_4483.csv | 154
v3 | Full | 3 | 42192az_dlext_20101001_4484_4615.csv | F:\UPOD\Cell_DLE\CSV_files_raw_nieuwe_structuur\2010\sap3_92\m10 | F:\UPOD\Cell_DLE\CSV_files_raw_nieuwe_structuur\2010\sap3_92\m10\42192az_dlext_20101001_4484_4615.csv | 132
v3 | Full | 3 | 42192az_dlext_20101004_4616_4735.csv | F:\UPOD\Cell_DLE\CSV_files_raw_nieuwe_structuur\2010\sap3_92\m10 | F:\UPOD\Cell_DLE\CSV_files_raw_nieuwe_structuur\2010\sap3_92\m10\42192az_dlext_20101004_4616_4735.csv | 120
v3 | Full | 3 | 42192az_dlext_20101005_4736_4830.csv | F:\UPOD\Cell_DLE\CSV_files_raw_nieuwe_structuur\2010\sap3_92\m10 | F:\UPOD\Cell_DLE\CSV_files_raw_nieuwe_structuur\2010\sap3_92\m10\42192az_dlext_20101005_4736_4830.csv | 95
v3 | Full | 3 | 42192az_dlext_20101006_4831_4949.csv | F:\UPOD\Cell_DLE\CSV_files_raw_nieuwe_structuur\2010\sap3_92\m10 | F:\UPOD\Cell_DLE\CSV_files_raw_nieuwe_structuur\2010\sap3_92\m10\42192az_dlext_20101006_4831_4949.csv | 119
v3 | Full | 3 | 42192az_dlext_20101007_4950_5078.csv | F:\UPOD\Cell_DLE\CSV_files_raw_nieuwe_structuur\2010\sap3_92\m10 | F:\UPOD\Cell_DLE\CSV_files_raw_nieuwe_structuur\2010\sap3_92\m10\42192az_dlext_20101007_4950_5078.csv | 129
v3 | Full | 3 | 42192az_dlext_20101008_5079_5161.csv | F:\UPOD\Cell_DLE\CSV_files_raw_nieuwe_structuur\2010\sap3_92\m10 | F:\UPOD\Cell_DLE\CSV_files_raw_nieuwe_structuur\2010\sap3_92\m10\42192az_dlext_20101008_5079_5161.csv | 83
v3 | Full | 3 | 42192az_dlext_20101009_5162_5215.csv | F:\UPOD\Cell_DLE\CSV_files_raw_nieuwe_structuur\2010\sap3_92\m10 | F:\UPOD\Cell_DLE\CSV_files_raw_nieuwe_structuur\2010\sap3_92\m10\42192az_dlext_20101009_5162_5215.csv | 54
v3 | Full | 3 | 42192az_dlext_20101010_5216_5265.csv | F:\UPOD\Cell_DLE\CSV_files_raw_nieuwe_structuur\2010\sap3_92\m10 | F:\UPOD\Cell_DLE\CSV_files_raw_nieuwe_structuur\2010\sap3_92\m10\42192az_dlext_20101010_5216_5265.csv | 50
v3 | Full | 3 | 42192az_dlext_20101011_5266_5384.csv | F:\UPOD\Cell_DLE\CSV_files_raw_nieuwe_structuur\2010\sap3_92\m10 | F:\UPOD\Cell_DLE\CSV_files_raw_nieuwe_structuur\2010\sap3_92\m10\42192az_dlext_20101011_5266_5384.csv | 119
v3 | Full | 3 | 42192az_dlext_20101012_5385_5438.csv | F:\UPOD\Cell_DLE\CSV_files_raw_nieuwe_structuur\2010\sap3_92\m10 | F:\UPOD\Cell_DLE\CSV_files_raw_nieuwe_structuur\2010\sap3_92\m10\42192az_dlext_20101012_5385_5438.csv | 54
v3 | Full | 3 | 42192az_dlext_20101013_5439_5529.csv | F:\UPOD\Cell_DLE\CSV_files_raw_nieuwe_structuur\2010\sap3_92\m10 | F:\UPOD\Cell_DLE\CSV_files_raw_nieuwe_structuur\2010\sap3_92\m10\42192az_dlext_20101013_5439_5529.csv | 91
v3 | Full | 3 | 42192az_dlext_20101014_5530_5627.csv | F:\UPOD\Cell_DLE\CSV_files_raw_nieuwe_structuur\2010\sap3_92\m10 | F:\UPOD\Cell_DLE\CSV_files_raw_nieuwe_structuur\2010\sap3_92\m10\42192az_dlext_20101014_5530_5627.csv | 98
v3 | Full | 3 | 42192az_dlext_20101015_5628_5742.csv | F:\UPOD\Cell_DLE\CSV_files_raw_nieuwe_structuur\2010\sap3_92\m10 | F:\UPOD\Cell_DLE\CSV_files_raw_nieuwe_structuur\2010\sap3_92\m10\42192az_dlext_20101015_5628_5742.csv | 115
v3 | Full | 3 | 42192az_dlext_20101016_5743_5804.csv | F:\UPOD\Cell_DLE\CSV_files_raw_nieuwe_structuur\2010\sap3_92\m10 | F:\UPOD\Cell_DLE\CSV_files_raw_nieuwe_structuur\2010\sap3_92\m10\42192az_dlext_20101016_5743_5804.csv | 62
v3 | Full | 3 | 42192az_dlext_20101017_5805_5860.csv | F:\UPOD\Cell_DLE\CSV_files_raw_nieuwe_structuur\2010\sap3_92\m10 | F:\UPOD\Cell_DLE\CSV_files_raw_nieuwe_structuur\2010\sap3_92\m10\42192az_dlext_20101017_5805_5860.csv | 56
v3 | Full | 3 | 42192az_dlext_20101018_5861_6016.csv | F:\UPOD\Cell_DLE\CSV_files_raw_nieuwe_structuur\2010\sap3_92\m10 | F:\UPOD\Cell_DLE\CSV_files_raw_nieuwe_structuur\2010\sap3_92\m10\42192az_dlext_20101018_5861_6016.csv | 156
v3 | Full | 3 | 42192az_dlext_20101019_6017_6115.csv | F:\UPOD\Cell_DLE\CSV_files_raw_nieuwe_structuur\2010\sap3_92\m10 | F:\UPOD\Cell_DLE\CSV_files_raw_nieuwe_structuur\2010\sap3_92\m10\42192az_dlext_20101019_6017_6115.csv | 99
v3 | Full | 3 | 42192az_dlext_20101020_6116_6212.csv | F:\UPOD\Cell_DLE\CSV_files_raw_nieuwe_structuur\2010\sap3_92\m10 | F:\UPOD\Cell_DLE\CSV_files_raw_nieuwe_structuur\2010\sap3_92\m10\42192az_dlext_20101020_6116_6212.csv | 97
v3 | Full | 3 | 42192az_dlext_20101021_6213_6322.csv | F:\UPOD\Cell_DLE\CSV_files_raw_nieuwe_structuur\2010\sap3_92\m10 | F:\UPOD\Cell_DLE\CSV_files_raw_nieuwe_structuur\2010\sap3_92\m10\42192az_dlext_20101021_6213_6322.csv | 110
v3 | Full | 3 | 42192az_dlext_20101022_6323_6423.csv | F:\UPOD\Cell_DLE\CSV_files_raw_nieuwe_structuur\2010\sap3_92\m10 | F:\UPOD\Cell_DLE\CSV_files_raw_nieuwe_structuur\2010\sap3_92\m10\42192az_dlext_20101022_6323_6423.csv | 101
v3 | Full | 3 | 42192az_dlext_20101023_6424_6488.csv | F:\UPOD\Cell_DLE\CSV_files_raw_nieuwe_structuur\2010\sap3_92\m10 | F:\UPOD\Cell_DLE\CSV_files_raw_nieuwe_structuur\2010\sap3_92\m10\42192az_dlext_20101023_6424_6488.csv | 65
v3 | Full | 3 | 42192az_dlext_20101024_6489_6543.csv | F:\UPOD\Cell_DLE\CSV_files_raw_nieuwe_structuur\2010\sap3_92\m10 | F:\UPOD\Cell_DLE\CSV_files_raw_nieuwe_structuur\2010\sap3_92\m10\42192az_dlext_20101024_6489_6543.csv | 55
v3 | Full | 3 | 42192az_dlext_20101025_6544_6697.csv | F:\UPOD\Cell_DLE\CSV_files_raw_nieuwe_structuur\2010\sap3_92\m10 | F:\UPOD\Cell_DLE\CSV_files_raw_nieuwe_structuur\2010\sap3_92\m10\42192az_dlext_20101025_6544_6697.csv | 154
v3 | Full | 3 | 42192az_dlext_20101026_6698_6814.csv | F:\UPOD\Cell_DLE\CSV_files_raw_nieuwe_structuur\2010\sap3_92\m10 | F:\UPOD\Cell_DLE\CSV_files_raw_nieuwe_structuur\2010\sap3_92\m10\42192az_dlext_20101026_6698_6814.csv | 117
v3 | Full | 3 | 42192az_dlext_20101027_6815_6945.csv | F:\UPOD\Cell_DLE\CSV_files_raw_nieuwe_structuur\2010\sap3_92\m10 | F:\UPOD\Cell_DLE\CSV_files_raw_nieuwe_structuur\2010\sap3_92\m10\42192az_dlext_20101027_6815_6945.csv | 131
v3 | Full | 3 | 42192az_dlext_20101028_6946_7087.csv | F:\UPOD\Cell_DLE\CSV_files_raw_nieuwe_structuur\2010\sap3_92\m10 | F:\UPOD\Cell_DLE\CSV_files_raw_nieuwe_structuur\2010\sap3_92\m10\42192az_dlext_20101028_6946_7087.csv | 142
v3 | Full | 3 | 42192az_dlext_20101029_7088_7203.csv | F:\UPOD\Cell_DLE\CSV_files_raw_nieuwe_structuur\2010\sap3_92\m10 | F:\UPOD\Cell_DLE\CSV_files_raw_nieuwe_structuur\2010\sap3_92\m10\42192az_dlext_20101029_7088_7203.csv | 116
v3 | Full | 3 | 42192az_dlext_20101030_7204_7260.csv | F:\UPOD\Cell_DLE\CSV_files_raw_nieuwe_structuur\2010\sap3_92\m10 | F:\UPOD\Cell_DLE\CSV_files_raw_nieuwe_structuur\2010\sap3_92\m10\42192az_dlext_20101030_7204_7260.csv | 57
v3 | Full | 3 | 42192az_dlext_20101031_7261_7335.csv | F:\UPOD\Cell_DLE\CSV_files_raw_nieuwe_structuur\2010\sap3_92\m10 | F:\UPOD\Cell_DLE\CSV_files_raw_nieuwe_structuur\2010\sap3_92\m10\42192az_dlext_20101031_7261_7335.csv | 75
v3 | Full | 3 | 42192az_dlext_20101031_7261_7335.csv | F:\UPOD\Cell_DLE\CSV_files_raw_nieuwe_structuur\2010\sap3_92\m11 | F:\UPOD\Cell_DLE\CSV_files_raw_nieuwe_structuur\2010\sap3_92\m11\42192az_dlext_20101031_7261_7335.csv | 75
v3 | Full | 3 | 42192az_dlext_20101101_7336_7468.csv | F:\UPOD\Cell_DLE\CSV_files_raw_nieuwe_structuur\2010\sap3_92\m11 | F:\UPOD\Cell_DLE\CSV_files_raw_nieuwe_structuur\2010\sap3_92\m11\42192az_dlext_20101101_7336_7468.csv | 133
v3 | Full | 3 | 42192az_dlext_20101102_7469_7577.csv | F:\UPOD\Cell_DLE\CSV_files_raw_nieuwe_structuur\2010\sap3_92\m11 | F:\UPOD\Cell_DLE\CSV_files_raw_nieuwe_structuur\2010\sap3_92\m11\42192az_dlext_20101102_7469_7577.csv | 109
v3 | Full | 3 | 42192az_dlext_20101103_7578_7696.csv | F:\UPOD\Cell_DLE\CSV_files_raw_nieuwe_structuur\2010\sap3_92\m11 | F:\UPOD\Cell_DLE\CSV_files_raw_nieuwe_structuur\2010\sap3_92\m11\42192az_dlext_20101103_7578_7696.csv | 119
v3 | Full | 3 | 42192az_dlext_20101104_7697_7812.csv | F:\UPOD\Cell_DLE\CSV_files_raw_nieuwe_structuur\2010\sap3_92\m11 | F:\UPOD\Cell_DLE\CSV_files_raw_nieuwe_structuur\2010\sap3_92\m11\42192az_dlext_20101104_7697_7812.csv | 116
v3 | Full | 3 | 42192az_dlext_20101105_7813_7920.csv | F:\UPOD\Cell_DLE\CSV_files_raw_nieuwe_structuur\2010\sap3_92\m11 | F:\UPOD\Cell_DLE\CSV_files_raw_nieuwe_structuur\2010\sap3_92\m11\42192az_dlext_20101105_7813_7920.csv | 108
v3 | Full | 3 | 42192az_dlext_20101106_7921_7980.csv | F:\UPOD\Cell_DLE\CSV_files_raw_nieuwe_structuur\2010\sap3_92\m11 | F:\UPOD\Cell_DLE\CSV_files_raw_nieuwe_structuur\2010\sap3_92\m11\42192az_dlext_20101106_7921_7980.csv | 60
v3 | Full | 3 | 42192az_dlext_20101107_7981_8041.csv | F:\UPOD\Cell_DLE\CSV_files_raw_nieuwe_structuur\2010\sap3_92\m11 | F:\UPOD\Cell_DLE\CSV_files_raw_nieuwe_structuur\2010\sap3_92\m11\42192az_dlext_20101107_7981_8041.csv | 61
v3 | Full | 3 | 42192az_dlext_20101108_8042_8187.csv | F:\UPOD\Cell_DLE\CSV_files_raw_nieuwe_structuur\2010\sap3_92\m11 | F:\UPOD\Cell_DLE\CSV_files_raw_nieuwe_structuur\2010\sap3_92\m11\42192az_dlext_20101108_8042_8187.csv | 146
v3 | Full | 3 | 42192az_dlext_20101109_8188_8294.csv | F:\UPOD\Cell_DLE\CSV_files_raw_nieuwe_structuur\2010\sap3_92\m11 | F:\UPOD\Cell_DLE\CSV_files_raw_nieuwe_structuur\2010\sap3_92\m11\42192az_dlext_20101109_8188_8294.csv | 107
v3 | Full | 3 | 42192az_dlext_20101110_8295_8396.csv | F:\UPOD\Cell_DLE\CSV_files_raw_nieuwe_structuur\2010\sap3_92\m11 | F:\UPOD\Cell_DLE\CSV_files_raw_nieuwe_structuur\2010\sap3_92\m11\42192az_dlext_20101110_8295_8396.csv | 102
v3 | Full | 3 | 42192az_dlext_20101111_8397_8520.csv | F:\UPOD\Cell_DLE\CSV_files_raw_nieuwe_structuur\2010\sap3_92\m11 | F:\UPOD\Cell_DLE\CSV_files_raw_nieuwe_structuur\2010\sap3_92\m11\42192az_dlext_20101111_8397_8520.csv | 124
v3 | Full | 3 | 42192az_dlext_20101112_8521_8686.csv | F:\UPOD\Cell_DLE\CSV_files_raw_nieuwe_structuur\2010\sap3_92\m11 | F:\UPOD\Cell_DLE\CSV_files_raw_nieuwe_structuur\2010\sap3_92\m11\42192az_dlext_20101112_8521_8686.csv | 166
v3 | Full | 3 | 42193az_dlext_20100831_9740_9990.csv | F:\UPOD\Cell_DLE\CSV_files_raw_nieuwe_structuur\2010\sap1_93\m08 | F:\UPOD\Cell_DLE\CSV_files_raw_nieuwe_structuur\2010\sap1_93\m08\42193az_dlext_20100831_9740_9990.csv | 251
v3 | Full | 3 | 42193az_dlext_20100901_9991_0278.csv | F:\UPOD\Cell_DLE\CSV_files_raw_nieuwe_structuur\2010\sap1_93\m09 | F:\UPOD\Cell_DLE\CSV_files_raw_nieuwe_structuur\2010\sap1_93\m09\42193az_dlext_20100901_9991_0278.csv | 288
v3 | Full | 3 | 42193az_dlext_20100902_0279_0614.csv | F:\UPOD\Cell_DLE\CSV_files_raw_nieuwe_structuur\2010\sap1_93\m09 | F:\UPOD\Cell_DLE\CSV_files_raw_nieuwe_structuur\2010\sap1_93\m09\42193az_dlext_20100902_0279_0614.csv | 336
v3 | Full | 3 | 42193az_dlext_20100903_0615_0905.csv | F:\UPOD\Cell_DLE\CSV_files_raw_nieuwe_structuur\2010\sap1_93\m09 | F:\UPOD\Cell_DLE\CSV_files_raw_nieuwe_structuur\2010\sap1_93\m09\42193az_dlext_20100903_0615_0905.csv | 291
v3 | Full | 3 | 42193az_dlext_20100904_0906_1034.csv | F:\UPOD\Cell_DLE\CSV_files_raw_nieuwe_structuur\2010\sap1_93\m09 | F:\UPOD\Cell_DLE\CSV_files_raw_nieuwe_structuur\2010\sap1_93\m09\42193az_dlext_20100904_0906_1034.csv | 129
v3 | Full | 3 | 42193az_dlext_20100905_1035_1166.csv | F:\UPOD\Cell_DLE\CSV_files_raw_nieuwe_structuur\2010\sap1_93\m09 | F:\UPOD\Cell_DLE\CSV_files_raw_nieuwe_structuur\2010\sap1_93\m09\42193az_dlext_20100905_1035_1166.csv | 132
v3 | Full | 3 | 42193az_dlext_20100906_1167_1575.csv | F:\UPOD\Cell_DLE\CSV_files_raw_nieuwe_structuur\2010\sap1_93\m09 | F:\UPOD\Cell_DLE\CSV_files_raw_nieuwe_structuur\2010\sap1_93\m09\42193az_dlext_20100906_1167_1575.csv | 409
v3 | Full | 3 | 42193az_dlext_20100907_1576_2017.csv | F:\UPOD\Cell_DLE\CSV_files_raw_nieuwe_structuur\2010\sap1_93\m09 | F:\UPOD\Cell_DLE\CSV_files_raw_nieuwe_structuur\2010\sap1_93\m09\42193az_dlext_20100907_1576_2017.csv | 442
v3 | Full | 3 | 42193az_dlext_20100908_2018_2474.csv | F:\UPOD\Cell_DLE\CSV_files_raw_nieuwe_structuur\2010\sap1_93\m09 | F:\UPOD\Cell_DLE\CSV_files_raw_nieuwe_structuur\2010\sap1_93\m09\42193az_dlext_20100908_2018_2474.csv | 457
v3 | Full | 3 | 42193az_dlext_20100909_2475_2801.csv | F:\UPOD\Cell_DLE\CSV_files_raw_nieuwe_structuur\2010\sap1_93\m09 | F:\UPOD\Cell_DLE\CSV_files_raw_nieuwe_structuur\2010\sap1_93\m09\42193az_dlext_20100909_2475_2801.csv | 327
v3 | Full | 3 | 42193az_dlext_20100910_2802_3172.csv | F:\UPOD\Cell_DLE\CSV_files_raw_nieuwe_structuur\2010\sap1_93\m09 | F:\UPOD\Cell_DLE\CSV_files_raw_nieuwe_structuur\2010\sap1_93\m09\42193az_dlext_20100910_2802_3172.csv | 371
v3 | Full | 3 | 42193az_dlext_20100911_3173_3314.csv | F:\UPOD\Cell_DLE\CSV_files_raw_nieuwe_structuur\2010\sap1_93\m09 | F:\UPOD\Cell_DLE\CSV_files_raw_nieuwe_structuur\2010\sap1_93\m09\42193az_dlext_20100911_3173_3314.csv | 142
v3 | Full | 3 | 42193az_dlext_20100912_3315_3413.csv | F:\UPOD\Cell_DLE\CSV_files_raw_nieuwe_structuur\2010\sap1_93\m09 | F:\UPOD\Cell_DLE\CSV_files_raw_nieuwe_structuur\2010\sap1_93\m09\42193az_dlext_20100912_3315_3413.csv | 99
v3 | Full | 3 | 42193az_dlext_20100913_3414_3813.csv | F:\UPOD\Cell_DLE\CSV_files_raw_nieuwe_structuur\2010\sap1_93\m09 | F:\UPOD\Cell_DLE\CSV_files_raw_nieuwe_structuur\2010\sap1_93\m09\42193az_dlext_20100913_3414_3813.csv | 400
v3 | Full | 3 | 42193az_dlext_20100914_3814_4153.csv | F:\UPOD\Cell_DLE\CSV_files_raw_nieuwe_structuur\2010\sap1_93\m09 | F:\UPOD\Cell_DLE\CSV_files_raw_nieuwe_structuur\2010\sap1_93\m09\42193az_dlext_20100914_3814_4153.csv | 340
v3 | Full | 3 | 42193az_dlext_20100915_4154_4511.csv | F:\UPOD\Cell_DLE\CSV_files_raw_nieuwe_structuur\2010\sap1_93\m09 | F:\UPOD\Cell_DLE\CSV_files_raw_nieuwe_structuur\2010\sap1_93\m09\42193az_dlext_20100915_4154_4511.csv | 358
v3 | Full | 3 | 42193az_dlext_20100916_4512_4928.csv | F:\UPOD\Cell_DLE\CSV_files_raw_nieuwe_structuur\2010\sap1_93\m09 | F:\UPOD\Cell_DLE\CSV_files_raw_nieuwe_structuur\2010\sap1_93\m09\42193az_dlext_20100916_4512_4928.csv | 417
v3 | Full | 3 | 42193az_dlext_20100917_4929_5232.csv | F:\UPOD\Cell_DLE\CSV_files_raw_nieuwe_structuur\2010\sap1_93\m09 | F:\UPOD\Cell_DLE\CSV_files_raw_nieuwe_structuur\2010\sap1_93\m09\42193az_dlext_20100917_4929_5232.csv | 304
v3 | Full | 3 | 42193az_dlext_20100918_5233_5335.csv | F:\UPOD\Cell_DLE\CSV_files_raw_nieuwe_structuur\2010\sap1_93\m09 | F:\UPOD\Cell_DLE\CSV_files_raw_nieuwe_structuur\2010\sap1_93\m09\42193az_dlext_20100918_5233_5335.csv | 103
v3 | Full | 3 | 42193az_dlext_20100919_5336_5483.csv | F:\UPOD\Cell_DLE\CSV_files_raw_nieuwe_structuur\2010\sap1_93\m09 | F:\UPOD\Cell_DLE\CSV_files_raw_nieuwe_structuur\2010\sap1_93\m09\42193az_dlext_20100919_5336_5483.csv | 148
v3 | Full | 3 | 42193az_dlext_20100920_5484_5883.csv | F:\UPOD\Cell_DLE\CSV_files_raw_nieuwe_structuur\2010\sap1_93\m09 | F:\UPOD\Cell_DLE\CSV_files_raw_nieuwe_structuur\2010\sap1_93\m09\42193az_dlext_20100920_5484_5883.csv | 400
v3 | Full | 3 | 42193az_dlext_20100921_5884_6292.csv | F:\UPOD\Cell_DLE\CSV_files_raw_nieuwe_structuur\2010\sap1_93\m09 | F:\UPOD\Cell_DLE\CSV_files_raw_nieuwe_structuur\2010\sap1_93\m09\42193az_dlext_20100921_5884_6292.csv | 409
v3 | Full | 3 | 42193az_dlext_20100922_6293_6650.csv | F:\UPOD\Cell_DLE\CSV_files_raw_nieuwe_structuur\2010\sap1_93\m09 | F:\UPOD\Cell_DLE\CSV_files_raw_nieuwe_structuur\2010\sap1_93\m09\42193az_dlext_20100922_6293_6650.csv | 358
v3 | Full | 3 | 42193az_dlext_20100923_6651_7047.csv | F:\UPOD\Cell_DLE\CSV_files_raw_nieuwe_structuur\2010\sap1_93\m09 | F:\UPOD\Cell_DLE\CSV_files_raw_nieuwe_structuur\2010\sap1_93\m09\42193az_dlext_20100923_6651_7047.csv | 397
v3 | Full | 3 | 42193az_dlext_20100924_7048_7416.csv | F:\UPOD\Cell_DLE\CSV_files_raw_nieuwe_structuur\2010\sap1_93\m09 | F:\UPOD\Cell_DLE\CSV_files_raw_nieuwe_structuur\2010\sap1_93\m09\42193az_dlext_20100924_7048_7416.csv | 369
v3 | Full | 3 | 42193az_dlext_20100925_7417_7561.csv | F:\UPOD\Cell_DLE\CSV_files_raw_nieuwe_structuur\2010\sap1_93\m09 | F:\UPOD\Cell_DLE\CSV_files_raw_nieuwe_structuur\2010\sap1_93\m09\42193az_dlext_20100925_7417_7561.csv | 145
v3 | Full | 3 | 42193az_dlext_20100926_7562_7679.csv | F:\UPOD\Cell_DLE\CSV_files_raw_nieuwe_structuur\2010\sap1_93\m09 | F:\UPOD\Cell_DLE\CSV_files_raw_nieuwe_structuur\2010\sap1_93\m09\42193az_dlext_20100926_7562_7679.csv | 118
v3 | Full | 3 | 42193az_dlext_20100927_7680_8045.csv | F:\UPOD\Cell_DLE\CSV_files_raw_nieuwe_structuur\2010\sap1_93\m09 | F:\UPOD\Cell_DLE\CSV_files_raw_nieuwe_structuur\2010\sap1_93\m09\42193az_dlext_20100927_7680_8045.csv | 366
v3 | Full | 3 | 42193az_dlext_20100928_8046_8395.csv | F:\UPOD\Cell_DLE\CSV_files_raw_nieuwe_structuur\2010\sap1_93\m09 | F:\UPOD\Cell_DLE\CSV_files_raw_nieuwe_structuur\2010\sap1_93\m09\42193az_dlext_20100928_8046_8395.csv | 350
v3 | Full | 3 | 42193az_dlext_20100929_8396_8782.csv | F:\UPOD\Cell_DLE\CSV_files_raw_nieuwe_structuur\2010\sap1_93\m09 | F:\UPOD\Cell_DLE\CSV_files_raw_nieuwe_structuur\2010\sap1_93\m09\42193az_dlext_20100929_8396_8782.csv | 387
v3 | Full | 3 | 42193az_dlext_20100930_8783_9192.csv | F:\UPOD\Cell_DLE\CSV_files_raw_nieuwe_structuur\2010\sap1_93\m09 | F:\UPOD\Cell_DLE\CSV_files_raw_nieuwe_structuur\2010\sap1_93\m09\42193az_dlext_20100930_8783_9192.csv | 410
v3 | Full | 3 | 42193az_dlext_20101001_9193_9515.csv | F:\UPOD\Cell_DLE\CSV_files_raw_nieuwe_structuur\2010\sap1_93\m10 | F:\UPOD\Cell_DLE\CSV_files_raw_nieuwe_structuur\2010\sap1_93\m10\42193az_dlext_20101001_9193_9515.csv | 323
v3 | Full | 3 | 42193az_dlext_20101002_9516_9682.csv | F:\UPOD\Cell_DLE\CSV_files_raw_nieuwe_structuur\2010\sap1_93\m10 | F:\UPOD\Cell_DLE\CSV_files_raw_nieuwe_structuur\2010\sap1_93\m10\42193az_dlext_20101002_9516_9682.csv | 167
v3 | Full | 3 | 42193az_dlext_20101003_9683_9785.csv | F:\UPOD\Cell_DLE\CSV_files_raw_nieuwe_structuur\2010\sap1_93\m10 | F:\UPOD\Cell_DLE\CSV_files_raw_nieuwe_structuur\2010\sap1_93\m10\42193az_dlext_20101003_9683_9785.csv | 103
v3 | Full | 3 | 42193az_dlext_20101004_9786_0207.csv | F:\UPOD\Cell_DLE\CSV_files_raw_nieuwe_structuur\2010\sap1_93\m10 | F:\UPOD\Cell_DLE\CSV_files_raw_nieuwe_structuur\2010\sap1_93\m10\42193az_dlext_20101004_9786_0207.csv | 422
v3 | Full | 3 | 42193az_dlext_20101005_0208_0590.csv | F:\UPOD\Cell_DLE\CSV_files_raw_nieuwe_structuur\2010\sap1_93\m10 | F:\UPOD\Cell_DLE\CSV_files_raw_nieuwe_structuur\2010\sap1_93\m10\42193az_dlext_20101005_0208_0590.csv | 383
v3 | Full | 3 | 42193az_dlext_20101006_0591_0923.csv | F:\UPOD\Cell_DLE\CSV_files_raw_nieuwe_structuur\2010\sap1_93\m10 | F:\UPOD\Cell_DLE\CSV_files_raw_nieuwe_structuur\2010\sap1_93\m10\42193az_dlext_20101006_0591_0923.csv | 333
v3 | Full | 3 | 42193az_dlext_20101007_0924_1307.csv | F:\UPOD\Cell_DLE\CSV_files_raw_nieuwe_structuur\2010\sap1_93\m10 | F:\UPOD\Cell_DLE\CSV_files_raw_nieuwe_structuur\2010\sap1_93\m10\42193az_dlext_20101007_0924_1307.csv | 384
v3 | Full | 3 | 42193az_dlext_20101008_1308_1614.csv | F:\UPOD\Cell_DLE\CSV_files_raw_nieuwe_structuur\2010\sap1_93\m10 | F:\UPOD\Cell_DLE\CSV_files_raw_nieuwe_structuur\2010\sap1_93\m10\42193az_dlext_20101008_1308_1614.csv | 307
v3 | Full | 3 | 42193az_dlext_20101009_1615_1725.csv | F:\UPOD\Cell_DLE\CSV_files_raw_nieuwe_structuur\2010\sap1_93\m10 | F:\UPOD\Cell_DLE\CSV_files_raw_nieuwe_structuur\2010\sap1_93\m10\42193az_dlext_20101009_1615_1725.csv | 111
v3 | Full | 3 | 42193az_dlext_20101010_1726_1836.csv | F:\UPOD\Cell_DLE\CSV_files_raw_nieuwe_structuur\2010\sap1_93\m10 | F:\UPOD\Cell_DLE\CSV_files_raw_nieuwe_structuur\2010\sap1_93\m10\42193az_dlext_20101010_1726_1836.csv | 111
v3 | Full | 3 | 42193az_dlext_20101011_1837_2231.csv | F:\UPOD\Cell_DLE\CSV_files_raw_nieuwe_structuur\2010\sap1_93\m10 | F:\UPOD\Cell_DLE\CSV_files_raw_nieuwe_structuur\2010\sap1_93\m10\42193az_dlext_20101011_1837_2231.csv | 395
v3 | Full | 3 | 42193az_dlext_20101012_2232_2715.csv | F:\UPOD\Cell_DLE\CSV_files_raw_nieuwe_structuur\2010\sap1_93\m10 | F:\UPOD\Cell_DLE\CSV_files_raw_nieuwe_structuur\2010\sap1_93\m10\42193az_dlext_20101012_2232_2715.csv | 484
v3 | Full | 3 | 42193az_dlext_20101013_2716_3118.csv | F:\UPOD\Cell_DLE\CSV_files_raw_nieuwe_structuur\2010\sap1_93\m10 | F:\UPOD\Cell_DLE\CSV_files_raw_nieuwe_structuur\2010\sap1_93\m10\42193az_dlext_20101013_2716_3118.csv | 403
v3 | Full | 3 | 42193az_dlext_20101014_3119_3540.csv | F:\UPOD\Cell_DLE\CSV_files_raw_nieuwe_structuur\2010\sap1_93\m10 | F:\UPOD\Cell_DLE\CSV_files_raw_nieuwe_structuur\2010\sap1_93\m10\42193az_dlext_20101014_3119_3540.csv | 422
v3 | Full | 3 | 42193az_dlext_20101015_3541_3906.csv | F:\UPOD\Cell_DLE\CSV_files_raw_nieuwe_structuur\2010\sap1_93\m10 | F:\UPOD\Cell_DLE\CSV_files_raw_nieuwe_structuur\2010\sap1_93\m10\42193az_dlext_20101015_3541_3906.csv | 366
v3 | Full | 3 | 42193az_dlext_20101016_3907_4075.csv | F:\UPOD\Cell_DLE\CSV_files_raw_nieuwe_structuur\2010\sap1_93\m10 | F:\UPOD\Cell_DLE\CSV_files_raw_nieuwe_structuur\2010\sap1_93\m10\42193az_dlext_20101016_3907_4075.csv | 169
v3 | Full | 3 | 42193az_dlext_20101017_4076_4197.csv | F:\UPOD\Cell_DLE\CSV_files_raw_nieuwe_structuur\2010\sap1_93\m10 | F:\UPOD\Cell_DLE\CSV_files_raw_nieuwe_structuur\2010\sap1_93\m10\42193az_dlext_20101017_4076_4197.csv | 122
v3 | Full | 3 | 42193az_dlext_20101018_4198_4620.csv | F:\UPOD\Cell_DLE\CSV_files_raw_nieuwe_structuur\2010\sap1_93\m10 | F:\UPOD\Cell_DLE\CSV_files_raw_nieuwe_structuur\2010\sap1_93\m10\42193az_dlext_20101018_4198_4620.csv | 423
v3 | Full | 3 | 42193az_dlext_20101019_4621_5013.csv | F:\UPOD\Cell_DLE\CSV_files_raw_nieuwe_structuur\2010\sap1_93\m10 | F:\UPOD\Cell_DLE\CSV_files_raw_nieuwe_structuur\2010\sap1_93\m10\42193az_dlext_20101019_4621_5013.csv | 393
v3 | Full | 3 | 42193az_dlext_20101020_5014_5368.csv | F:\UPOD\Cell_DLE\CSV_files_raw_nieuwe_structuur\2010\sap1_93\m10 | F:\UPOD\Cell_DLE\CSV_files_raw_nieuwe_structuur\2010\sap1_93\m10\42193az_dlext_20101020_5014_5368.csv | 355
v3 | Full | 3 | 42193az_dlext_20101021_5369_5734.csv | F:\UPOD\Cell_DLE\CSV_files_raw_nieuwe_structuur\2010\sap1_93\m10 | F:\UPOD\Cell_DLE\CSV_files_raw_nieuwe_structuur\2010\sap1_93\m10\42193az_dlext_20101021_5369_5734.csv | 366
v3 | Full | 3 | 42193az_dlext_20101022_5735_6053.csv | F:\UPOD\Cell_DLE\CSV_files_raw_nieuwe_structuur\2010\sap1_93\m10 | F:\UPOD\Cell_DLE\CSV_files_raw_nieuwe_structuur\2010\sap1_93\m10\42193az_dlext_20101022_5735_6053.csv | 319
v3 | Full | 3 | 42193az_dlext_20101023_6054_6178.csv | F:\UPOD\Cell_DLE\CSV_files_raw_nieuwe_structuur\2010\sap1_93\m10 | F:\UPOD\Cell_DLE\CSV_files_raw_nieuwe_structuur\2010\sap1_93\m10\42193az_dlext_20101023_6054_6178.csv | 125
v3 | Full | 3 | 42193az_dlext_20101025_6179_6495.csv | F:\UPOD\Cell_DLE\CSV_files_raw_nieuwe_structuur\2010\sap1_93\m10 | F:\UPOD\Cell_DLE\CSV_files_raw_nieuwe_structuur\2010\sap1_93\m10\42193az_dlext_20101025_6179_6495.csv | 317
v3 | Full | 3 | 42193az_dlext_20101026_6496_6901.csv | F:\UPOD\Cell_DLE\CSV_files_raw_nieuwe_structuur\2010\sap1_93\m10 | F:\UPOD\Cell_DLE\CSV_files_raw_nieuwe_structuur\2010\sap1_93\m10\42193az_dlext_20101026_6496_6901.csv | 406
v3 | Full | 3 | 42193az_dlext_20101027_6902_7260.csv | F:\UPOD\Cell_DLE\CSV_files_raw_nieuwe_structuur\2010\sap1_93\m10 | F:\UPOD\Cell_DLE\CSV_files_raw_nieuwe_structuur\2010\sap1_93\m10\42193az_dlext_20101027_6902_7260.csv | 359
v3 | Full | 3 | 42193az_dlext_20101028_7261_7616.csv | F:\UPOD\Cell_DLE\CSV_files_raw_nieuwe_structuur\2010\sap1_93\m10 | F:\UPOD\Cell_DLE\CSV_files_raw_nieuwe_structuur\2010\sap1_93\m10\42193az_dlext_20101028_7261_7616.csv | 356
v3 | Full | 3 | 42193az_dlext_20101029_7617_7993.csv | F:\UPOD\Cell_DLE\CSV_files_raw_nieuwe_structuur\2010\sap1_93\m10 | F:\UPOD\Cell_DLE\CSV_files_raw_nieuwe_structuur\2010\sap1_93\m10\42193az_dlext_20101029_7617_7993.csv | 377
v3 | Full | 3 | 42193az_dlext_20101030_7994_8159.csv | F:\UPOD\Cell_DLE\CSV_files_raw_nieuwe_structuur\2010\sap1_93\m10 | F:\UPOD\Cell_DLE\CSV_files_raw_nieuwe_structuur\2010\sap1_93\m10\42193az_dlext_20101030_7994_8159.csv | 166
v3 | Full | 3 | 42193az_dlext_20101031_8160_8288.csv | F:\UPOD\Cell_DLE\CSV_files_raw_nieuwe_structuur\2010\sap1_93\m10 | F:\UPOD\Cell_DLE\CSV_files_raw_nieuwe_structuur\2010\sap1_93\m10\42193az_dlext_20101031_8160_8288.csv | 129
v3 | Full | 3 | 42193az_dlext_20101101_8289_8695.csv | F:\UPOD\Cell_DLE\CSV_files_raw_nieuwe_structuur\2010\sap1_93\m11 | F:\UPOD\Cell_DLE\CSV_files_raw_nieuwe_structuur\2010\sap1_93\m11\42193az_dlext_20101101_8289_8695.csv | 407
v3 | Full | 3 | 42193az_dlext_20101102_8696_9009.csv | F:\UPOD\Cell_DLE\CSV_files_raw_nieuwe_structuur\2010\sap1_93\m11 | F:\UPOD\Cell_DLE\CSV_files_raw_nieuwe_structuur\2010\sap1_93\m11\42193az_dlext_20101102_8696_9009.csv | 314
v3 | Full | 3 | 42193az_dlext_20101103_9010_9321.csv | F:\UPOD\Cell_DLE\CSV_files_raw_nieuwe_structuur\2010\sap1_93\m11 | F:\UPOD\Cell_DLE\CSV_files_raw_nieuwe_structuur\2010\sap1_93\m11\42193az_dlext_20101103_9010_9321.csv | 312
v3 | Full | 3 | 42193az_dlext_20101104_9322_9732.csv | F:\UPOD\Cell_DLE\CSV_files_raw_nieuwe_structuur\2010\sap1_93\m11 | F:\UPOD\Cell_DLE\CSV_files_raw_nieuwe_structuur\2010\sap1_93\m11\42193az_dlext_20101104_9322_9732.csv | 411
v3 | Full | 3 | 42193az_dlext_20101105_9733_0090.csv | F:\UPOD\Cell_DLE\CSV_files_raw_nieuwe_structuur\2010\sap1_93\m11 | F:\UPOD\Cell_DLE\CSV_files_raw_nieuwe_structuur\2010\sap1_93\m11\42193az_dlext_20101105_9733_0090.csv | 358
v3 | Full | 3 | 42193az_dlext_20101106_0091_0231.csv | F:\UPOD\Cell_DLE\CSV_files_raw_nieuwe_structuur\2010\sap1_93\m11 | F:\UPOD\Cell_DLE\CSV_files_raw_nieuwe_structuur\2010\sap1_93\m11\42193az_dlext_20101106_0091_0231.csv | 141
v3 | Full | 3 | 42193az_dlext_20101107_0232_0405.csv | F:\UPOD\Cell_DLE\CSV_files_raw_nieuwe_structuur\2010\sap1_93\m11 | F:\UPOD\Cell_DLE\CSV_files_raw_nieuwe_structuur\2010\sap1_93\m11\42193az_dlext_20101107_0232_0405.csv | 174
v3 | Full | 3 | 42193az_dlext_20101108_0406_0842.csv | F:\UPOD\Cell_DLE\CSV_files_raw_nieuwe_structuur\2010\sap1_93\m11 | F:\UPOD\Cell_DLE\CSV_files_raw_nieuwe_structuur\2010\sap1_93\m11\42193az_dlext_20101108_0406_0842.csv | 437
v3 | Full | 3 | 42193az_dlext_20101109_0843_1232.csv | F:\UPOD\Cell_DLE\CSV_files_raw_nieuwe_structuur\2010\sap1_93\m11 | F:\UPOD\Cell_DLE\CSV_files_raw_nieuwe_structuur\2010\sap1_93\m11\42193az_dlext_20101109_0843_1232.csv | 390
v3 | Full | 3 | 42193az_dlext_20101110_1233_1626.csv | F:\UPOD\Cell_DLE\CSV_files_raw_nieuwe_structuur\2010\sap1_93\m11 | F:\UPOD\Cell_DLE\CSV_files_raw_nieuwe_structuur\2010\sap1_93\m11\42193az_dlext_20101110_1233_1626.csv | 394
v3 | Full | 3 | 42193az_dlext_20101111_1627_2019.csv | F:\UPOD\Cell_DLE\CSV_files_raw_nieuwe_structuur\2010\sap1_93\m11 | F:\UPOD\Cell_DLE\CSV_files_raw_nieuwe_structuur\2010\sap1_93\m11\42193az_dlext_20101111_1627_2019.csv | 393
v3 | Full | 3 | 42193az_dlext_20101112_2020_2350.csv | F:\UPOD\Cell_DLE\CSV_files_raw_nieuwe_structuur\2010\sap1_93\m11 | F:\UPOD\Cell_DLE\CSV_files_raw_nieuwe_structuur\2010\sap1_93\m11\42193az_dlext_20101112_2020_2350.csv | 331
v3 | Full | 3 | 42194az_dlext_20100831_3258_3563.csv | F:\UPOD\Cell_DLE\CSV_files_raw_nieuwe_structuur\2010\sap2_94\m08 | F:\UPOD\Cell_DLE\CSV_files_raw_nieuwe_structuur\2010\sap2_94\m08\42194az_dlext_20100831_3258_3563.csv | 306
v3 | Full | 3 | 42194az_dlext_20100901_3564_3768.csv | F:\UPOD\Cell_DLE\CSV_files_raw_nieuwe_structuur\2010\sap2_94\m09 | F:\UPOD\Cell_DLE\CSV_files_raw_nieuwe_structuur\2010\sap2_94\m09\42194az_dlext_20100901_3564_3768.csv | 205
v3 | Full | 3 | 42194az_dlext_20100902_3769_4051.csv | F:\UPOD\Cell_DLE\CSV_files_raw_nieuwe_structuur\2010\sap2_94\m09 | F:\UPOD\Cell_DLE\CSV_files_raw_nieuwe_structuur\2010\sap2_94\m09\42194az_dlext_20100902_3769_4051.csv | 283
v3 | Full | 3 | 42194az_dlext_20100903_4052_4248.csv | F:\UPOD\Cell_DLE\CSV_files_raw_nieuwe_structuur\2010\sap2_94\m09 | F:\UPOD\Cell_DLE\CSV_files_raw_nieuwe_structuur\2010\sap2_94\m09\42194az_dlext_20100903_4052_4248.csv | 197
v3 | Full | 3 | 42194az_dlext_20100904_4249_4336.csv | F:\UPOD\Cell_DLE\CSV_files_raw_nieuwe_structuur\2010\sap2_94\m09 | F:\UPOD\Cell_DLE\CSV_files_raw_nieuwe_structuur\2010\sap2_94\m09\42194az_dlext_20100904_4249_4336.csv | 88
v3 | Full | 3 | 42194az_dlext_20100905_4337_4418.csv | F:\UPOD\Cell_DLE\CSV_files_raw_nieuwe_structuur\2010\sap2_94\m09 | F:\UPOD\Cell_DLE\CSV_files_raw_nieuwe_structuur\2010\sap2_94\m09\42194az_dlext_20100905_4337_4418.csv | 82
v3 | Full | 3 | 42194az_dlext_20100906_4419_4669.csv | F:\UPOD\Cell_DLE\CSV_files_raw_nieuwe_structuur\2010\sap2_94\m09 | F:\UPOD\Cell_DLE\CSV_files_raw_nieuwe_structuur\2010\sap2_94\m09\42194az_dlext_20100906_4419_4669.csv | 251
v3 | Full | 3 | 42194az_dlext_20100907_4670_4797.csv | F:\UPOD\Cell_DLE\CSV_files_raw_nieuwe_structuur\2010\sap2_94\m09 | F:\UPOD\Cell_DLE\CSV_files_raw_nieuwe_structuur\2010\sap2_94\m09\42194az_dlext_20100907_4670_4797.csv | 128
v3 | Full | 3 | 42194az_dlext_20100908_4798_4999.csv | F:\UPOD\Cell_DLE\CSV_files_raw_nieuwe_structuur\2010\sap2_94\m09 | F:\UPOD\Cell_DLE\CSV_files_raw_nieuwe_structuur\2010\sap2_94\m09\42194az_dlext_20100908_4798_4999.csv | 202
v3 | Full | 3 | 42194az_dlext_20100909_5000_5429.csv | F:\UPOD\Cell_DLE\CSV_files_raw_nieuwe_structuur\2010\sap2_94\m09 | F:\UPOD\Cell_DLE\CSV_files_raw_nieuwe_structuur\2010\sap2_94\m09\42194az_dlext_20100909_5000_5429.csv | 430
v3 | Full | 3 | 42194az_dlext_20100910_5430_5642.csv | F:\UPOD\Cell_DLE\CSV_files_raw_nieuwe_structuur\2010\sap2_94\m09 | F:\UPOD\Cell_DLE\CSV_files_raw_nieuwe_structuur\2010\sap2_94\m09\42194az_dlext_20100910_5430_5642.csv | 213
v3 | Full | 3 | 42194az_dlext_20100911_5643_5738.csv | F:\UPOD\Cell_DLE\CSV_files_raw_nieuwe_structuur\2010\sap2_94\m09 | F:\UPOD\Cell_DLE\CSV_files_raw_nieuwe_structuur\2010\sap2_94\m09\42194az_dlext_20100911_5643_5738.csv | 96
v3 | Full | 3 | 42194az_dlext_20100912_5739_5852.csv | F:\UPOD\Cell_DLE\CSV_files_raw_nieuwe_structuur\2010\sap2_94\m09 | F:\UPOD\Cell_DLE\CSV_files_raw_nieuwe_structuur\2010\sap2_94\m09\42194az_dlext_20100912_5739_5852.csv | 114
v3 | Full | 3 | 42194az_dlext_20100913_5853_6062.csv | F:\UPOD\Cell_DLE\CSV_files_raw_nieuwe_structuur\2010\sap2_94\m09 | F:\UPOD\Cell_DLE\CSV_files_raw_nieuwe_structuur\2010\sap2_94\m09\42194az_dlext_20100913_5853_6062.csv | 210
v3 | Full | 3 | 42194az_dlext_20100914_6063_6301.csv | F:\UPOD\Cell_DLE\CSV_files_raw_nieuwe_structuur\2010\sap2_94\m09 | F:\UPOD\Cell_DLE\CSV_files_raw_nieuwe_structuur\2010\sap2_94\m09\42194az_dlext_20100914_6063_6301.csv | 239
v3 | Full | 3 | 42194az_dlext_20100915_6302_6522.csv | F:\UPOD\Cell_DLE\CSV_files_raw_nieuwe_structuur\2010\sap2_94\m09 | F:\UPOD\Cell_DLE\CSV_files_raw_nieuwe_structuur\2010\sap2_94\m09\42194az_dlext_20100915_6302_6522.csv | 221
v3 | Full | 3 | 42194az_dlext_20100916_6523_6750.csv | F:\UPOD\Cell_DLE\CSV_files_raw_nieuwe_structuur\2010\sap2_94\m09 | F:\UPOD\Cell_DLE\CSV_files_raw_nieuwe_structuur\2010\sap2_94\m09\42194az_dlext_20100916_6523_6750.csv | 228
v3 | Full | 3 | 42194az_dlext_20100917_6751_6950.csv | F:\UPOD\Cell_DLE\CSV_files_raw_nieuwe_structuur\2010\sap2_94\m09 | F:\UPOD\Cell_DLE\CSV_files_raw_nieuwe_structuur\2010\sap2_94\m09\42194az_dlext_20100917_6751_6950.csv | 200
v3 | Full | 3 | 42194az_dlext_20100918_6951_7065.csv | F:\UPOD\Cell_DLE\CSV_files_raw_nieuwe_structuur\2010\sap2_94\m09 | F:\UPOD\Cell_DLE\CSV_files_raw_nieuwe_structuur\2010\sap2_94\m09\42194az_dlext_20100918_6951_7065.csv | 115
v3 | Full | 3 | 42194az_dlext_20100919_7066_7125.csv | F:\UPOD\Cell_DLE\CSV_files_raw_nieuwe_structuur\2010\sap2_94\m09 | F:\UPOD\Cell_DLE\CSV_files_raw_nieuwe_structuur\2010\sap2_94\m09\42194az_dlext_20100919_7066_7125.csv | 60
v3 | Full | 3 | 42194az_dlext_20100920_7126_7365.csv | F:\UPOD\Cell_DLE\CSV_files_raw_nieuwe_structuur\2010\sap2_94\m09 | F:\UPOD\Cell_DLE\CSV_files_raw_nieuwe_structuur\2010\sap2_94\m09\42194az_dlext_20100920_7126_7365.csv | 240
v3 | Full | 3 | 42194az_dlext_20100921_7366_7580.csv | F:\UPOD\Cell_DLE\CSV_files_raw_nieuwe_structuur\2010\sap2_94\m09 | F:\UPOD\Cell_DLE\CSV_files_raw_nieuwe_structuur\2010\sap2_94\m09\42194az_dlext_20100921_7366_7580.csv | 215
v3 | Full | 3 | 42194az_dlext_20100922_7581_7795.csv | F:\UPOD\Cell_DLE\CSV_files_raw_nieuwe_structuur\2010\sap2_94\m09 | F:\UPOD\Cell_DLE\CSV_files_raw_nieuwe_structuur\2010\sap2_94\m09\42194az_dlext_20100922_7581_7795.csv | 215
v3 | Full | 3 | 42194az_dlext_20100923_7796_8021.csv | F:\UPOD\Cell_DLE\CSV_files_raw_nieuwe_structuur\2010\sap2_94\m09 | F:\UPOD\Cell_DLE\CSV_files_raw_nieuwe_structuur\2010\sap2_94\m09\42194az_dlext_20100923_7796_8021.csv | 226
v3 | Full | 3 | 42194az_dlext_20100924_8022_8208.csv | F:\UPOD\Cell_DLE\CSV_files_raw_nieuwe_structuur\2010\sap2_94\m09 | F:\UPOD\Cell_DLE\CSV_files_raw_nieuwe_structuur\2010\sap2_94\m09\42194az_dlext_20100924_8022_8208.csv | 187
v3 | Full | 3 | 42194az_dlext_20100925_8209_8270.csv | F:\UPOD\Cell_DLE\CSV_files_raw_nieuwe_structuur\2010\sap2_94\m09 | F:\UPOD\Cell_DLE\CSV_files_raw_nieuwe_structuur\2010\sap2_94\m09\42194az_dlext_20100925_8209_8270.csv | 62
v3 | Full | 3 | 42194az_dlext_20100926_8271_8359.csv | F:\UPOD\Cell_DLE\CSV_files_raw_nieuwe_structuur\2010\sap2_94\m09 | F:\UPOD\Cell_DLE\CSV_files_raw_nieuwe_structuur\2010\sap2_94\m09\42194az_dlext_20100926_8271_8359.csv | 89
v3 | Full | 3 | 42194az_dlext_20100927_8360_8648.csv | F:\UPOD\Cell_DLE\CSV_files_raw_nieuwe_structuur\2010\sap2_94\m09 | F:\UPOD\Cell_DLE\CSV_files_raw_nieuwe_structuur\2010\sap2_94\m09\42194az_dlext_20100927_8360_8648.csv | 289
v3 | Full | 3 | 42194az_dlext_20100928_8649_8883.csv | F:\UPOD\Cell_DLE\CSV_files_raw_nieuwe_structuur\2010\sap2_94\m09 | F:\UPOD\Cell_DLE\CSV_files_raw_nieuwe_structuur\2010\sap2_94\m09\42194az_dlext_20100928_8649_8883.csv | 235
v3 | Full | 3 | 42194az_dlext_20100929_8884_9055.csv | F:\UPOD\Cell_DLE\CSV_files_raw_nieuwe_structuur\2010\sap2_94\m09 | F:\UPOD\Cell_DLE\CSV_files_raw_nieuwe_structuur\2010\sap2_94\m09\42194az_dlext_20100929_8884_9055.csv | 172
v3 | Full | 3 | 42194az_dlext_20100930_9056_9231.csv | F:\UPOD\Cell_DLE\CSV_files_raw_nieuwe_structuur\2010\sap2_94\m09 | F:\UPOD\Cell_DLE\CSV_files_raw_nieuwe_structuur\2010\sap2_94\m09\42194az_dlext_20100930_9056_9231.csv | 176
v3 | Full | 3 | 42194az_dlext_20101001_9232_9460.csv | F:\UPOD\Cell_DLE\CSV_files_raw_nieuwe_structuur\2010\sap2_94\m10 | F:\UPOD\Cell_DLE\CSV_files_raw_nieuwe_structuur\2010\sap2_94\m10\42194az_dlext_20101001_9232_9460.csv | 229
v3 | Full | 3 | 42194az_dlext_20101002_9461_9559.csv | F:\UPOD\Cell_DLE\CSV_files_raw_nieuwe_structuur\2010\sap2_94\m10 | F:\UPOD\Cell_DLE\CSV_files_raw_nieuwe_structuur\2010\sap2_94\m10\42194az_dlext_20101002_9461_9559.csv | 99
v3 | Full | 3 | 42194az_dlext_20101003_9560_9724.csv | F:\UPOD\Cell_DLE\CSV_files_raw_nieuwe_structuur\2010\sap2_94\m10 | F:\UPOD\Cell_DLE\CSV_files_raw_nieuwe_structuur\2010\sap2_94\m10\42194az_dlext_20101003_9560_9724.csv | 165
v3 | Full | 3 | 42194az_dlext_20101004_9725_9973.csv | F:\UPOD\Cell_DLE\CSV_files_raw_nieuwe_structuur\2010\sap2_94\m10 | F:\UPOD\Cell_DLE\CSV_files_raw_nieuwe_structuur\2010\sap2_94\m10\42194az_dlext_20101004_9725_9973.csv | 249
v3 | Full | 3 | 42194az_dlext_20101005_9974_0190.csv | F:\UPOD\Cell_DLE\CSV_files_raw_nieuwe_structuur\2010\sap2_94\m10 | F:\UPOD\Cell_DLE\CSV_files_raw_nieuwe_structuur\2010\sap2_94\m10\42194az_dlext_20101005_9974_0190.csv | 217
v3 | Full | 3 | 42194az_dlext_20101006_0191_0433.csv | F:\UPOD\Cell_DLE\CSV_files_raw_nieuwe_structuur\2010\sap2_94\m10 | F:\UPOD\Cell_DLE\CSV_files_raw_nieuwe_structuur\2010\sap2_94\m10\42194az_dlext_20101006_0191_0433.csv | 243
v3 | Full | 3 | 42194az_dlext_20101007_0434_0632.csv | F:\UPOD\Cell_DLE\CSV_files_raw_nieuwe_structuur\2010\sap2_94\m10 | F:\UPOD\Cell_DLE\CSV_files_raw_nieuwe_structuur\2010\sap2_94\m10\42194az_dlext_20101007_0434_0632.csv | 199
v3 | Full | 3 | 42194az_dlext_20101008_0633_0815.csv | F:\UPOD\Cell_DLE\CSV_files_raw_nieuwe_structuur\2010\sap2_94\m10 | F:\UPOD\Cell_DLE\CSV_files_raw_nieuwe_structuur\2010\sap2_94\m10\42194az_dlext_20101008_0633_0815.csv | 183
v3 | Full | 3 | 42194az_dlext_20101009_0816_0905.csv | F:\UPOD\Cell_DLE\CSV_files_raw_nieuwe_structuur\2010\sap2_94\m10 | F:\UPOD\Cell_DLE\CSV_files_raw_nieuwe_structuur\2010\sap2_94\m10\42194az_dlext_20101009_0816_0905.csv | 90
v3 | Full | 3 | 42194az_dlext_20101010_0906_0988.csv | F:\UPOD\Cell_DLE\CSV_files_raw_nieuwe_structuur\2010\sap2_94\m10 | F:\UPOD\Cell_DLE\CSV_files_raw_nieuwe_structuur\2010\sap2_94\m10\42194az_dlext_20101010_0906_0988.csv | 83
v3 | Full | 3 | 42194az_dlext_20101011_0989_1205.csv | F:\UPOD\Cell_DLE\CSV_files_raw_nieuwe_structuur\2010\sap2_94\m10 | F:\UPOD\Cell_DLE\CSV_files_raw_nieuwe_structuur\2010\sap2_94\m10\42194az_dlext_20101011_0989_1205.csv | 217
v3 | Full | 3 | 42194az_dlext_20101012_1206_1366.csv | F:\UPOD\Cell_DLE\CSV_files_raw_nieuwe_structuur\2010\sap2_94\m10 | F:\UPOD\Cell_DLE\CSV_files_raw_nieuwe_structuur\2010\sap2_94\m10\42194az_dlext_20101012_1206_1366.csv | 161
v3 | Full | 3 | 42194az_dlext_20101013_1367_1553.csv | F:\UPOD\Cell_DLE\CSV_files_raw_nieuwe_structuur\2010\sap2_94\m10 | F:\UPOD\Cell_DLE\CSV_files_raw_nieuwe_structuur\2010\sap2_94\m10\42194az_dlext_20101013_1367_1553.csv | 187
v3 | Full | 3 | 42194az_dlext_20101014_1554_1726.csv | F:\UPOD\Cell_DLE\CSV_files_raw_nieuwe_structuur\2010\sap2_94\m10 | F:\UPOD\Cell_DLE\CSV_files_raw_nieuwe_structuur\2010\sap2_94\m10\42194az_dlext_20101014_1554_1726.csv | 173
v3 | Full | 3 | 42194az_dlext_20101015_1727_1914.csv | F:\UPOD\Cell_DLE\CSV_files_raw_nieuwe_structuur\2010\sap2_94\m10 | F:\UPOD\Cell_DLE\CSV_files_raw_nieuwe_structuur\2010\sap2_94\m10\42194az_dlext_20101015_1727_1914.csv | 188
v3 | Full | 3 | 42194az_dlext_20101016_1915_1999.csv | F:\UPOD\Cell_DLE\CSV_files_raw_nieuwe_structuur\2010\sap2_94\m10 | F:\UPOD\Cell_DLE\CSV_files_raw_nieuwe_structuur\2010\sap2_94\m10\42194az_dlext_20101016_1915_1999.csv | 85
v3 | Full | 3 | 42194az_dlext_20101017_2000_2081.csv | F:\UPOD\Cell_DLE\CSV_files_raw_nieuwe_structuur\2010\sap2_94\m10 | F:\UPOD\Cell_DLE\CSV_files_raw_nieuwe_structuur\2010\sap2_94\m10\42194az_dlext_20101017_2000_2081.csv | 82
v3 | Full | 3 | 42194az_dlext_20101018_2082_2302.csv | F:\UPOD\Cell_DLE\CSV_files_raw_nieuwe_structuur\2010\sap2_94\m10 | F:\UPOD\Cell_DLE\CSV_files_raw_nieuwe_structuur\2010\sap2_94\m10\42194az_dlext_20101018_2082_2302.csv | 221
v3 | Full | 3 | 42194az_dlext_20101019_2303_2485.csv | F:\UPOD\Cell_DLE\CSV_files_raw_nieuwe_structuur\2010\sap2_94\m10 | F:\UPOD\Cell_DLE\CSV_files_raw_nieuwe_structuur\2010\sap2_94\m10\42194az_dlext_20101019_2303_2485.csv | 183
v3 | Full | 3 | 42194az_dlext_20101020_2486_2662.csv | F:\UPOD\Cell_DLE\CSV_files_raw_nieuwe_structuur\2010\sap2_94\m10 | F:\UPOD\Cell_DLE\CSV_files_raw_nieuwe_structuur\2010\sap2_94\m10\42194az_dlext_20101020_2486_2662.csv | 177
v3 | Full | 3 | 42194az_dlext_20101021_2663_2892.csv | F:\UPOD\Cell_DLE\CSV_files_raw_nieuwe_structuur\2010\sap2_94\m10 | F:\UPOD\Cell_DLE\CSV_files_raw_nieuwe_structuur\2010\sap2_94\m10\42194az_dlext_20101021_2663_2892.csv | 230
v3 | Full | 3 | 42194az_dlext_20101022_2893_3075.csv | F:\UPOD\Cell_DLE\CSV_files_raw_nieuwe_structuur\2010\sap2_94\m10 | F:\UPOD\Cell_DLE\CSV_files_raw_nieuwe_structuur\2010\sap2_94\m10\42194az_dlext_20101022_2893_3075.csv | 183
v3 | Full | 3 | 42194az_dlext_20101023_3076_3220.csv | F:\UPOD\Cell_DLE\CSV_files_raw_nieuwe_structuur\2010\sap2_94\m10 | F:\UPOD\Cell_DLE\CSV_files_raw_nieuwe_structuur\2010\sap2_94\m10\42194az_dlext_20101023_3076_3220.csv | 145
v3 | Full | 3 | 42194az_dlext_20101024_3221_3406.csv | F:\UPOD\Cell_DLE\CSV_files_raw_nieuwe_structuur\2010\sap2_94\m10 | F:\UPOD\Cell_DLE\CSV_files_raw_nieuwe_structuur\2010\sap2_94\m10\42194az_dlext_20101024_3221_3406.csv | 186
v3 | Full | 3 | 42194az_dlext_20101025_3407_3649.csv | F:\UPOD\Cell_DLE\CSV_files_raw_nieuwe_structuur\2010\sap2_94\m10 | F:\UPOD\Cell_DLE\CSV_files_raw_nieuwe_structuur\2010\sap2_94\m10\42194az_dlext_20101025_3407_3649.csv | 243
v3 | Full | 3 | 42194az_dlext_20101026_3650_3840.csv | F:\UPOD\Cell_DLE\CSV_files_raw_nieuwe_structuur\2010\sap2_94\m10 | F:\UPOD\Cell_DLE\CSV_files_raw_nieuwe_structuur\2010\sap2_94\m10\42194az_dlext_20101026_3650_3840.csv | 191
v3 | Full | 3 | 42194az_dlext_20101027_3841_4062.csv | F:\UPOD\Cell_DLE\CSV_files_raw_nieuwe_structuur\2010\sap2_94\m10 | F:\UPOD\Cell_DLE\CSV_files_raw_nieuwe_structuur\2010\sap2_94\m10\42194az_dlext_20101027_3841_4062.csv | 222
v3 | Full | 3 | 42194az_dlext_20101028_4063_4367.csv | F:\UPOD\Cell_DLE\CSV_files_raw_nieuwe_structuur\2010\sap2_94\m10 | F:\UPOD\Cell_DLE\CSV_files_raw_nieuwe_structuur\2010\sap2_94\m10\42194az_dlext_20101028_4063_4367.csv | 305
v3 | Full | 3 | 42194az_dlext_20101029_4368_4548.csv | F:\UPOD\Cell_DLE\CSV_files_raw_nieuwe_structuur\2010\sap2_94\m10 | F:\UPOD\Cell_DLE\CSV_files_raw_nieuwe_structuur\2010\sap2_94\m10\42194az_dlext_20101029_4368_4548.csv | 181
v3 | Full | 3 | 42194az_dlext_20101030_4549_4619.csv | F:\UPOD\Cell_DLE\CSV_files_raw_nieuwe_structuur\2010\sap2_94\m10 | F:\UPOD\Cell_DLE\CSV_files_raw_nieuwe_structuur\2010\sap2_94\m10\42194az_dlext_20101030_4549_4619.csv | 71
v3 | Full | 3 | 42194az_dlext_20101031_4620_4684.csv | F:\UPOD\Cell_DLE\CSV_files_raw_nieuwe_structuur\2010\sap2_94\m10 | F:\UPOD\Cell_DLE\CSV_files_raw_nieuwe_structuur\2010\sap2_94\m10\42194az_dlext_20101031_4620_4684.csv | 65
v3 | Full | 3 | 42194az_dlext_20101101_4685_4928.csv | F:\UPOD\Cell_DLE\CSV_files_raw_nieuwe_structuur\2010\sap2_94\m11 | F:\UPOD\Cell_DLE\CSV_files_raw_nieuwe_structuur\2010\sap2_94\m11\42194az_dlext_20101101_4685_4928.csv | 244
v3 | Full | 3 | 42194az_dlext_20101102_4929_5180.csv | F:\UPOD\Cell_DLE\CSV_files_raw_nieuwe_structuur\2010\sap2_94\m11 | F:\UPOD\Cell_DLE\CSV_files_raw_nieuwe_structuur\2010\sap2_94\m11\42194az_dlext_20101102_4929_5180.csv | 252
v3 | Full | 3 | 42194az_dlext_20101103_5181_5444.csv | F:\UPOD\Cell_DLE\CSV_files_raw_nieuwe_structuur\2010\sap2_94\m11 | F:\UPOD\Cell_DLE\CSV_files_raw_nieuwe_structuur\2010\sap2_94\m11\42194az_dlext_20101103_5181_5444.csv | 264
v3 | Full | 3 | 42194az_dlext_20101104_5445_5652.csv | F:\UPOD\Cell_DLE\CSV_files_raw_nieuwe_structuur\2010\sap2_94\m11 | F:\UPOD\Cell_DLE\CSV_files_raw_nieuwe_structuur\2010\sap2_94\m11\42194az_dlext_20101104_5445_5652.csv | 208
v3 | Full | 3 | 42194az_dlext_20101105_5653_5842.csv | F:\UPOD\Cell_DLE\CSV_files_raw_nieuwe_structuur\2010\sap2_94\m11 | F:\UPOD\Cell_DLE\CSV_files_raw_nieuwe_structuur\2010\sap2_94\m11\42194az_dlext_20101105_5653_5842.csv | 190
v3 | Full | 3 | 42194az_dlext_20101106_5843_5934.csv | F:\UPOD\Cell_DLE\CSV_files_raw_nieuwe_structuur\2010\sap2_94\m11 | F:\UPOD\Cell_DLE\CSV_files_raw_nieuwe_structuur\2010\sap2_94\m11\42194az_dlext_20101106_5843_5934.csv | 92
v3 | Full | 3 | 42194az_dlext_20101107_5935_6002.csv | F:\UPOD\Cell_DLE\CSV_files_raw_nieuwe_structuur\2010\sap2_94\m11 | F:\UPOD\Cell_DLE\CSV_files_raw_nieuwe_structuur\2010\sap2_94\m11\42194az_dlext_20101107_5935_6002.csv | 68
v3 | Full | 3 | 42194az_dlext_20101108_6003_6245.csv | F:\UPOD\Cell_DLE\CSV_files_raw_nieuwe_structuur\2010\sap2_94\m11 | F:\UPOD\Cell_DLE\CSV_files_raw_nieuwe_structuur\2010\sap2_94\m11\42194az_dlext_20101108_6003_6245.csv | 243
v3 | Full | 3 | 42194az_dlext_20101109_6246_6512.csv | F:\UPOD\Cell_DLE\CSV_files_raw_nieuwe_structuur\2010\sap2_94\m11 | F:\UPOD\Cell_DLE\CSV_files_raw_nieuwe_structuur\2010\sap2_94\m11\42194az_dlext_20101109_6246_6512.csv | 267
v3 | Full | 3 | 42194az_dlext_20101110_6513_6715.csv | F:\UPOD\Cell_DLE\CSV_files_raw_nieuwe_structuur\2010\sap2_94\m11 | F:\UPOD\Cell_DLE\CSV_files_raw_nieuwe_structuur\2010\sap2_94\m11\42194az_dlext_20101110_6513_6715.csv | 203
v3 | Full | 3 | 42194az_dlext_20101111_6716_6954.csv | F:\UPOD\Cell_DLE\CSV_files_raw_nieuwe_structuur\2010\sap2_94\m11 | F:\UPOD\Cell_DLE\CSV_files_raw_nieuwe_structuur\2010\sap2_94\m11\42194az_dlext_20101111_6716_6954.csv | 239
v3 | Full | 3 | 42194az_dlext_20101112_6955_7211.csv | F:\UPOD\Cell_DLE\CSV_files_raw_nieuwe_structuur\2010\sap2_94\m11 | F:\UPOD\Cell_DLE\CSV_files_raw_nieuwe_structuur\2010\sap2_94\m11\42194az_dlext_20101112_6955_7211.csv | 257
v3 | M_All | 1 | 1_1003im.csv | F:\UPOD\Cell_DLE\CSV_files_raw_nieuwe_structuur\2010\K2_serie2\M_ALL | F:\UPOD\Cell_DLE\CSV_files_raw_nieuwe_structuur\2010\K2_serie2\M_ALL\1_1003im.csv | 1000
v3 | M_All | 1 | 1_1003jm.csv | F:\UPOD\Cell_DLE\CSV_files_raw_nieuwe_structuur\2010\K2_serie2\M_ALL | F:\UPOD\Cell_DLE\CSV_files_raw_nieuwe_structuur\2010\K2_serie2\M_ALL\1_1003jm.csv | 1000
v3 | M_All | 1 | 1_1004am.csv | F:\UPOD\Cell_DLE\CSV_files_raw_nieuwe_structuur\2010\K2_serie2\M_ALL | F:\UPOD\Cell_DLE\CSV_files_raw_nieuwe_structuur\2010\K2_serie2\M_ALL\1_1004am.csv | 1000
v3 | M_All | 1 | 1_1004bm.csv | F:\UPOD\Cell_DLE\CSV_files_raw_nieuwe_structuur\2010\K2_serie2\M_ALL | F:\UPOD\Cell_DLE\CSV_files_raw_nieuwe_structuur\2010\K2_serie2\M_ALL\1_1004bm.csv | 1000
v3 | M_All | 1 | 1_1004cm.csv | F:\UPOD\Cell_DLE\CSV_files_raw_nieuwe_structuur\2010\K2_serie2\M_ALL | F:\UPOD\Cell_DLE\CSV_files_raw_nieuwe_structuur\2010\K2_serie2\M_ALL\1_1004cm.csv | 1000
v3 | M_All | 1 | 1_1004dm.csv | F:\UPOD\Cell_DLE\CSV_files_raw_nieuwe_structuur\2010\K2_serie2\M_ALL | F:\UPOD\Cell_DLE\CSV_files_raw_nieuwe_structuur\2010\K2_serie2\M_ALL\1_1004dm.csv | 1000
v3 | M_All | 1 | 1_1004em.csv | F:\UPOD\Cell_DLE\CSV_files_raw_nieuwe_structuur\2010\K2_serie2\M_ALL | F:\UPOD\Cell_DLE\CSV_files_raw_nieuwe_structuur\2010\K2_serie2\M_ALL\1_1004em.csv | 1000
v3 | M_All | 1 | 1_1004fm.csv | F:\UPOD\Cell_DLE\CSV_files_raw_nieuwe_structuur\2010\K2_serie2\M_ALL | F:\UPOD\Cell_DLE\CSV_files_raw_nieuwe_structuur\2010\K2_serie2\M_ALL\1_1004fm.csv | 1000
v3 | M_All | 1 | 1_1004gm.csv | F:\UPOD\Cell_DLE\CSV_files_raw_nieuwe_structuur\2010\K2_serie2\M_ALL | F:\UPOD\Cell_DLE\CSV_files_raw_nieuwe_structuur\2010\K2_serie2\M_ALL\1_1004gm.csv | 1000
v3 | M_All | 1 | 1_1004hm.csv | F:\UPOD\Cell_DLE\CSV_files_raw_nieuwe_structuur\2010\K2_serie2\M_ALL | F:\UPOD\Cell_DLE\CSV_files_raw_nieuwe_structuur\2010\K2_serie2\M_ALL\1_1004hm.csv | 1000
v3 | M_All | 1 | 1_1004im.csv | F:\UPOD\Cell_DLE\CSV_files_raw_nieuwe_structuur\2010\K2_serie2\M_ALL | F:\UPOD\Cell_DLE\CSV_files_raw_nieuwe_structuur\2010\K2_serie2\M_ALL\1_1004im.csv | 700
v3 | M_All | 1 | 1_1005am.csv | F:\UPOD\Cell_DLE\CSV_files_raw_nieuwe_structuur\2010\K2_serie2\M_ALL | F:\UPOD\Cell_DLE\CSV_files_raw_nieuwe_structuur\2010\K2_serie2\M_ALL\1_1005am.csv | 1001
v3 | M_All | 1 | 1_1005bm.csv | F:\UPOD\Cell_DLE\CSV_files_raw_nieuwe_structuur\2010\K2_serie2\M_ALL | F:\UPOD\Cell_DLE\CSV_files_raw_nieuwe_structuur\2010\K2_serie2\M_ALL\1_1005bm.csv | 1000
v3 | M_All | 1 | 1_1005cm.csv | F:\UPOD\Cell_DLE\CSV_files_raw_nieuwe_structuur\2010\K2_serie2\M_ALL | F:\UPOD\Cell_DLE\CSV_files_raw_nieuwe_structuur\2010\K2_serie2\M_ALL\1_1005cm.csv | 1000
v3 | M_All | 1 | 1_1005dm.csv | F:\UPOD\Cell_DLE\CSV_files_raw_nieuwe_structuur\2010\K2_serie2\M_ALL | F:\UPOD\Cell_DLE\CSV_files_raw_nieuwe_structuur\2010\K2_serie2\M_ALL\1_1005dm.csv | 595
v3 | M_All | 1 | 1_1005em.csv | F:\UPOD\Cell_DLE\CSV_files_raw_nieuwe_structuur\2010\K2_serie2\M_ALL | F:\UPOD\Cell_DLE\CSV_files_raw_nieuwe_structuur\2010\K2_serie2\M_ALL\1_1005em.csv | 1000
v3 | M_All | 1 | 1_1005fm.csv | F:\UPOD\Cell_DLE\CSV_files_raw_nieuwe_structuur\2010\K2_serie2\M_ALL | F:\UPOD\Cell_DLE\CSV_files_raw_nieuwe_structuur\2010\K2_serie2\M_ALL\1_1005fm.csv | 839
v3 | M_All | 1 | 1_1005gm.csv | F:\UPOD\Cell_DLE\CSV_files_raw_nieuwe_structuur\2010\K2_serie2\M_ALL | F:\UPOD\Cell_DLE\CSV_files_raw_nieuwe_structuur\2010\K2_serie2\M_ALL\1_1005gm.csv | 1000
v3 | M_All | 1 | 1_1005hm.csv | F:\UPOD\Cell_DLE\CSV_files_raw_nieuwe_structuur\2010\K2_serie2\M_ALL | F:\UPOD\Cell_DLE\CSV_files_raw_nieuwe_structuur\2010\K2_serie2\M_ALL\1_1005hm.csv | 1000
v3 | M_All | 1 | 1_1005im.csv | F:\UPOD\Cell_DLE\CSV_files_raw_nieuwe_structuur\2010\K2_serie2\M_ALL | F:\UPOD\Cell_DLE\CSV_files_raw_nieuwe_structuur\2010\K2_serie2\M_ALL\1_1005im.csv | 1000
v3 | M_All | 1 | 1_1005jm.csv | F:\UPOD\Cell_DLE\CSV_files_raw_nieuwe_structuur\2010\K2_serie2\M_ALL | F:\UPOD\Cell_DLE\CSV_files_raw_nieuwe_structuur\2010\K2_serie2\M_ALL\1_1005jm.csv | 1000
v3 | M_All | 1 | 1_1006am.csv | F:\UPOD\Cell_DLE\CSV_files_raw_nieuwe_structuur\2010\K2_serie2\M_ALL | F:\UPOD\Cell_DLE\CSV_files_raw_nieuwe_structuur\2010\K2_serie2\M_ALL\1_1006am.csv | 1000
v3 | M_All | 1 | 1_1006bm.csv | F:\UPOD\Cell_DLE\CSV_files_raw_nieuwe_structuur\2010\K2_serie2\M_ALL | F:\UPOD\Cell_DLE\CSV_files_raw_nieuwe_structuur\2010\K2_serie2\M_ALL\1_1006bm.csv | 1000
v3 | M_All | 1 | 1_1006cm.csv | F:\UPOD\Cell_DLE\CSV_files_raw_nieuwe_structuur\2010\K2_serie2\M_ALL | F:\UPOD\Cell_DLE\CSV_files_raw_nieuwe_structuur\2010\K2_serie2\M_ALL\1_1006cm.csv | 1000
v3 | M_All | 1 | 1_1006dm.csv | F:\UPOD\Cell_DLE\CSV_files_raw_nieuwe_structuur\2010\K2_serie2\M_ALL | F:\UPOD\Cell_DLE\CSV_files_raw_nieuwe_structuur\2010\K2_serie2\M_ALL\1_1006dm.csv | 1000
v3 | M_All | 1 | 1_1006em.csv | F:\UPOD\Cell_DLE\CSV_files_raw_nieuwe_structuur\2010\K2_serie2\M_ALL | F:\UPOD\Cell_DLE\CSV_files_raw_nieuwe_structuur\2010\K2_serie2\M_ALL\1_1006em.csv | 1000
v3 | M_All | 1 | 1_1006fm.csv | F:\UPOD\Cell_DLE\CSV_files_raw_nieuwe_structuur\2010\K2_serie2\M_ALL | F:\UPOD\Cell_DLE\CSV_files_raw_nieuwe_structuur\2010\K2_serie2\M_ALL\1_1006fm.csv | 1000
v3 | M_All | 1 | 1_1006gm.csv | F:\UPOD\Cell_DLE\CSV_files_raw_nieuwe_structuur\2010\K2_serie2\M_ALL | F:\UPOD\Cell_DLE\CSV_files_raw_nieuwe_structuur\2010\K2_serie2\M_ALL\1_1006gm.csv | 1000
v3 | M_All | 1 | 1_1006hm.csv | F:\UPOD\Cell_DLE\CSV_files_raw_nieuwe_structuur\2010\K2_serie2\M_ALL | F:\UPOD\Cell_DLE\CSV_files_raw_nieuwe_structuur\2010\K2_serie2\M_ALL\1_1006hm.csv | 1000
v3 | M_All | 1 | 1_1007am.csv | F:\UPOD\Cell_DLE\CSV_files_raw_nieuwe_structuur\2010\K2_serie2\M_ALL | F:\UPOD\Cell_DLE\CSV_files_raw_nieuwe_structuur\2010\K2_serie2\M_ALL\1_1007am.csv | 1000
v3 | M_All | 1 | 1_1007bm.csv | F:\UPOD\Cell_DLE\CSV_files_raw_nieuwe_structuur\2010\K2_serie2\M_ALL | F:\UPOD\Cell_DLE\CSV_files_raw_nieuwe_structuur\2010\K2_serie2\M_ALL\1_1007bm.csv | 1000
v3 | M_All | 1 | 1_1007cm.csv | F:\UPOD\Cell_DLE\CSV_files_raw_nieuwe_structuur\2010\K2_serie2\M_ALL | F:\UPOD\Cell_DLE\CSV_files_raw_nieuwe_structuur\2010\K2_serie2\M_ALL\1_1007cm.csv | 1000
v3 | M_All | 1 | 1_1007dm.csv | F:\UPOD\Cell_DLE\CSV_files_raw_nieuwe_structuur\2010\K2_serie2\M_ALL | F:\UPOD\Cell_DLE\CSV_files_raw_nieuwe_structuur\2010\K2_serie2\M_ALL\1_1007dm.csv | 1000
v3 | M_All | 1 | 1_1007em.csv | F:\UPOD\Cell_DLE\CSV_files_raw_nieuwe_structuur\2010\K2_serie2\M_ALL | F:\UPOD\Cell_DLE\CSV_files_raw_nieuwe_structuur\2010\K2_serie2\M_ALL\1_1007em.csv | 1000
v3 | M_All | 1 | 1_1007fm.csv | F:\UPOD\Cell_DLE\CSV_files_raw_nieuwe_structuur\2010\K2_serie2\M_ALL | F:\UPOD\Cell_DLE\CSV_files_raw_nieuwe_structuur\2010\K2_serie2\M_ALL\1_1007fm.csv | 1000
v3 | M_All | 1 | 1_1007gm.csv | F:\UPOD\Cell_DLE\CSV_files_raw_nieuwe_structuur\2010\K2_serie2\M_ALL | F:\UPOD\Cell_DLE\CSV_files_raw_nieuwe_structuur\2010\K2_serie2\M_ALL\1_1007gm.csv | 1000
v3 | M_All | 1 | 1_1008am.csv | F:\UPOD\Cell_DLE\CSV_files_raw_nieuwe_structuur\2010\K2_serie2\M_ALL | F:\UPOD\Cell_DLE\CSV_files_raw_nieuwe_structuur\2010\K2_serie2\M_ALL\1_1008am.csv | 1000
v3 | M_All | 1 | 1_1008bm.csv | F:\UPOD\Cell_DLE\CSV_files_raw_nieuwe_structuur\2010\K2_serie2\M_ALL | F:\UPOD\Cell_DLE\CSV_files_raw_nieuwe_structuur\2010\K2_serie2\M_ALL\1_1008bm.csv | 1000
v3 | M_All | 1 | 1_1008cm.csv | F:\UPOD\Cell_DLE\CSV_files_raw_nieuwe_structuur\2010\K2_serie2\M_ALL | F:\UPOD\Cell_DLE\CSV_files_raw_nieuwe_structuur\2010\K2_serie2\M_ALL\1_1008cm.csv | 1000
v3 | M_All | 1 | 1_1008dm.csv | F:\UPOD\Cell_DLE\CSV_files_raw_nieuwe_structuur\2010\K2_serie2\M_ALL | F:\UPOD\Cell_DLE\CSV_files_raw_nieuwe_structuur\2010\K2_serie2\M_ALL\1_1008dm.csv | 1000
v3 | M_All | 1 | 1_1008em.csv | F:\UPOD\Cell_DLE\CSV_files_raw_nieuwe_structuur\2010\K2_serie2\M_ALL | F:\UPOD\Cell_DLE\CSV_files_raw_nieuwe_structuur\2010\K2_serie2\M_ALL\1_1008em.csv | 1000
v3 | M_All | 1 | 1_1008fm.csv | F:\UPOD\Cell_DLE\CSV_files_raw_nieuwe_structuur\2010\K2_serie2\M_ALL | F:\UPOD\Cell_DLE\CSV_files_raw_nieuwe_structuur\2010\K2_serie2\M_ALL\1_1008fm.csv | 1000
v3 | M_All | 1 | 1_1008gm.csv | F:\UPOD\Cell_DLE\CSV_files_raw_nieuwe_structuur\2010\K2_serie2\M_ALL | F:\UPOD\Cell_DLE\CSV_files_raw_nieuwe_structuur\2010\K2_serie2\M_ALL\1_1008gm.csv | 1000
v3 | M_All | 1 | 1_1008gm.csv | F:\UPOD\Cell_DLE\CSV_files_raw_nieuwe_structuur\2010\magweg | F:\UPOD\Cell_DLE\CSV_files_raw_nieuwe_structuur\2010\magweg\1_1008gm.csv | 1000
v3 | M_All | 1 | 1_1008hm.csv | F:\UPOD\Cell_DLE\CSV_files_raw_nieuwe_structuur\2010\K2_serie2\M_ALL | F:\UPOD\Cell_DLE\CSV_files_raw_nieuwe_structuur\2010\K2_serie2\M_ALL\1_1008hm.csv | 1000
v3 | M_All | 1 | 1_1008hm.csv | F:\UPOD\Cell_DLE\CSV_files_raw_nieuwe_structuur\2010\magweg | F:\UPOD\Cell_DLE\CSV_files_raw_nieuwe_structuur\2010\magweg\1_1008hm.csv | 1000
v3 | M_All | 1 | 1_1008im.csv | F:\UPOD\Cell_DLE\CSV_files_raw_nieuwe_structuur\2010\K2_serie2\M_ALL | F:\UPOD\Cell_DLE\CSV_files_raw_nieuwe_structuur\2010\K2_serie2\M_ALL\1_1008im.csv | 1000
v3 | M_All | 1 | 1_1008im.csv | F:\UPOD\Cell_DLE\CSV_files_raw_nieuwe_structuur\2010\magweg | F:\UPOD\Cell_DLE\CSV_files_raw_nieuwe_structuur\2010\magweg\1_1008im.csv | 1000
v3 | M_All | 1 | 1_1008jm.csv | F:\UPOD\Cell_DLE\CSV_files_raw_nieuwe_structuur\2010\K2_serie2\M_ALL | F:\UPOD\Cell_DLE\CSV_files_raw_nieuwe_structuur\2010\K2_serie2\M_ALL\1_1008jm.csv | 1000
v3 | M_All | 1 | 1_1008jm.csv | F:\UPOD\Cell_DLE\CSV_files_raw_nieuwe_structuur\2010\magweg | F:\UPOD\Cell_DLE\CSV_files_raw_nieuwe_structuur\2010\magweg\1_1008jm.csv | 1000
v3 | M_All | 1 | 1_1008km.csv | F:\UPOD\Cell_DLE\CSV_files_raw_nieuwe_structuur\2010\K2_serie2\M_ALL | F:\UPOD\Cell_DLE\CSV_files_raw_nieuwe_structuur\2010\K2_serie2\M_ALL\1_1008km.csv | 673
v3 | M_All | 1 | 1_1008km.csv | F:\UPOD\Cell_DLE\CSV_files_raw_nieuwe_structuur\2010\magweg | F:\UPOD\Cell_DLE\CSV_files_raw_nieuwe_structuur\2010\magweg\1_1008km.csv | 673
v3 | M_All | 1 | 2_1008dm.csv | F:\UPOD\Cell_DLE\CSV_files_raw_nieuwe_structuur\2010\K2_serie2\M_ALL | F:\UPOD\Cell_DLE\CSV_files_raw_nieuwe_structuur\2010\K2_serie2\M_ALL\2_1008dm.csv | 1000
v3 | M_All | 1 | 2_1008em.csv | F:\UPOD\Cell_DLE\CSV_files_raw_nieuwe_structuur\2010\K2_serie2\M_ALL | F:\UPOD\Cell_DLE\CSV_files_raw_nieuwe_structuur\2010\K2_serie2\M_ALL\2_1008em.csv | 1000
v3 | M_All | 1 | 2_1008fm.csv | F:\UPOD\Cell_DLE\CSV_files_raw_nieuwe_structuur\2010\K2_serie2\M_ALL | F:\UPOD\Cell_DLE\CSV_files_raw_nieuwe_structuur\2010\K2_serie2\M_ALL\2_1008fm.csv | 1000
v3 | M_All | 1 | 2_1008fm.csv | F:\UPOD\Cell_DLE\CSV_files_raw_nieuwe_structuur\2010\magweg | F:\UPOD\Cell_DLE\CSV_files_raw_nieuwe_structuur\2010\magweg\2_1008fm.csv | 1000
v3 | M_All | 1 | 2_1008gm.csv | F:\UPOD\Cell_DLE\CSV_files_raw_nieuwe_structuur\2010\K2_serie2\M_ALL | F:\UPOD\Cell_DLE\CSV_files_raw_nieuwe_structuur\2010\K2_serie2\M_ALL\2_1008gm.csv | 1000
v3 | M_All | 1 | 2_1008gm.csv | F:\UPOD\Cell_DLE\CSV_files_raw_nieuwe_structuur\2010\magweg | F:\UPOD\Cell_DLE\CSV_files_raw_nieuwe_structuur\2010\magweg\2_1008gm.csv | 1000
v3 | M_All | 1 | 2_1008hm.csv | F:\UPOD\Cell_DLE\CSV_files_raw_nieuwe_structuur\2010\K2_serie2\M_ALL | F:\UPOD\Cell_DLE\CSV_files_raw_nieuwe_structuur\2010\K2_serie2\M_ALL\2_1008hm.csv | 285
v3 | M_All | 1 | 2_1008hm.csv | F:\UPOD\Cell_DLE\CSV_files_raw_nieuwe_structuur\2010\magweg | F:\UPOD\Cell_DLE\CSV_files_raw_nieuwe_structuur\2010\magweg\2_1008hm.csv | 285
v3 | M_All | 1 | 3_1008em.csv | F:\UPOD\Cell_DLE\CSV_files_raw_nieuwe_structuur\2010\K2_serie2\M_ALL | F:\UPOD\Cell_DLE\CSV_files_raw_nieuwe_structuur\2010\K2_serie2\M_ALL\3_1008em.csv | 208
v3 | M_All | 1 | 3_1008em.csv | F:\UPOD\Cell_DLE\CSV_files_raw_nieuwe_structuur\2010\magweg | F:\UPOD\Cell_DLE\CSV_files_raw_nieuwe_structuur\2010\magweg\3_1008em.csv | 208
v3 | M_All | 1 | 4_1009bm.csv | F:\UPOD\Cell_DLE\CSV_files_raw_nieuwe_structuur\2010\K3_serie2\M_all | F:\UPOD\Cell_DLE\CSV_files_raw_nieuwe_structuur\2010\K3_serie2\M_all\4_1009bm.csv | 465
v3 | M_All | 1 | 4_1009cm.csv | F:\UPOD\Cell_DLE\CSV_files_raw_nieuwe_structuur\2010\K3_serie2\M_all | F:\UPOD\Cell_DLE\CSV_files_raw_nieuwe_structuur\2010\K3_serie2\M_all\4_1009cm.csv | 584
v3 | M_All | 1 | 4_1011am.csv | F:\UPOD\Cell_DLE\CSV_files_raw_nieuwe_structuur\2010\K3_serie2\M_all | F:\UPOD\Cell_DLE\CSV_files_raw_nieuwe_structuur\2010\K3_serie2\M_all\4_1011am.csv | 1000
v3 | M_All | 1 | 4_1011bm.csv | F:\UPOD\Cell_DLE\CSV_files_raw_nieuwe_structuur\2010\K3_serie2\M_all | F:\UPOD\Cell_DLE\CSV_files_raw_nieuwe_structuur\2010\K3_serie2\M_all\4_1011bm.csv | 872
v3 | M_All | 1 | 4_1011cm.csv | F:\UPOD\Cell_DLE\CSV_files_raw_nieuwe_structuur\2010\K4_serie2\M_all | F:\UPOD\Cell_DLE\CSV_files_raw_nieuwe_structuur\2010\K4_serie2\M_all\4_1011cm.csv | 1000
v3 | M_All | 1 | 5_1003hm.csv | F:\UPOD\Cell_DLE\CSV_files_raw_nieuwe_structuur\2010\S005_serie2\m_all | F:\UPOD\Cell_DLE\CSV_files_raw_nieuwe_structuur\2010\S005_serie2\m_all\5_1003hm.csv | 1000
v3 | M_All | 1 | 5_1003im.csv | F:\UPOD\Cell_DLE\CSV_files_raw_nieuwe_structuur\2010\S005_serie2\m_all | F:\UPOD\Cell_DLE\CSV_files_raw_nieuwe_structuur\2010\S005_serie2\m_all\5_1003im.csv | 1000
v3 | M_All | 1 | 5_1003jm.csv | F:\UPOD\Cell_DLE\CSV_files_raw_nieuwe_structuur\2010\S005_serie2\m_all | F:\UPOD\Cell_DLE\CSV_files_raw_nieuwe_structuur\2010\S005_serie2\m_all\5_1003jm.csv | 1000
v3 | M_All | 1 | 5_1005am.csv | F:\UPOD\Cell_DLE\CSV_files_raw_nieuwe_structuur\2010\S005_serie2\m_all | F:\UPOD\Cell_DLE\CSV_files_raw_nieuwe_structuur\2010\S005_serie2\m_all\5_1005am.csv | 748
v3 | M_All | 1 | 5_1006am.csv | F:\UPOD\Cell_DLE\CSV_files_raw_nieuwe_structuur\2010\S005_serie2\m_all | F:\UPOD\Cell_DLE\CSV_files_raw_nieuwe_structuur\2010\S005_serie2\m_all\5_1006am.csv | 462
v3 | M_All | 1 | 5_1010am.csv | F:\UPOD\Cell_DLE\CSV_files_raw_nieuwe_structuur\2010\S005_serie2\m_all | F:\UPOD\Cell_DLE\CSV_files_raw_nieuwe_structuur\2010\S005_serie2\m_all\5_1010am.csv | 1000
v3 | M_All | 1 | 5_1010bm.csv | F:\UPOD\Cell_DLE\CSV_files_raw_nieuwe_structuur\2010\S005_serie2\m_all | F:\UPOD\Cell_DLE\CSV_files_raw_nieuwe_structuur\2010\S005_serie2\m_all\5_1010bm.csv | 120
v3 | M_All | 1 | 5_1101am.csv | F:\UPOD\Cell_DLE\CSV_files_raw_nieuwe_structuur\2010\S005_serie2\m_all | F:\UPOD\Cell_DLE\CSV_files_raw_nieuwe_structuur\2010\S005_serie2\m_all\5_1101am.csv | 876
v3 | P_All | 1 | 1_1003ip.csv | F:\UPOD\Cell_DLE\CSV_files_raw_nieuwe_structuur\2010\K2_serie2\P_ALL | F:\UPOD\Cell_DLE\CSV_files_raw_nieuwe_structuur\2010\K2_serie2\P_ALL\1_1003ip.csv | 1000
v3 | P_All | 1 | 1_1003jp.csv | F:\UPOD\Cell_DLE\CSV_files_raw_nieuwe_structuur\2010\K2_serie2\P_ALL | F:\UPOD\Cell_DLE\CSV_files_raw_nieuwe_structuur\2010\K2_serie2\P_ALL\1_1003jp.csv | 1000
v3 | P_All | 1 | 1_1004ap.csv | F:\UPOD\Cell_DLE\CSV_files_raw_nieuwe_structuur\2010\K2_serie2\P_ALL | F:\UPOD\Cell_DLE\CSV_files_raw_nieuwe_structuur\2010\K2_serie2\P_ALL\1_1004ap.csv | 1000
v3 | P_All | 1 | 1_1004bp.csv | F:\UPOD\Cell_DLE\CSV_files_raw_nieuwe_structuur\2010\K2_serie2\P_ALL | F:\UPOD\Cell_DLE\CSV_files_raw_nieuwe_structuur\2010\K2_serie2\P_ALL\1_1004bp.csv | 1000
v3 | P_All | 1 | 1_1004cp.csv | F:\UPOD\Cell_DLE\CSV_files_raw_nieuwe_structuur\2010\K2_serie2\P_ALL | F:\UPOD\Cell_DLE\CSV_files_raw_nieuwe_structuur\2010\K2_serie2\P_ALL\1_1004cp.csv | 1000
v3 | P_All | 1 | 1_1004dp.csv | F:\UPOD\Cell_DLE\CSV_files_raw_nieuwe_structuur\2010\K2_serie2\P_ALL | F:\UPOD\Cell_DLE\CSV_files_raw_nieuwe_structuur\2010\K2_serie2\P_ALL\1_1004dp.csv | 1000
v3 | P_All | 1 | 1_1004ep.csv | F:\UPOD\Cell_DLE\CSV_files_raw_nieuwe_structuur\2010\K2_serie2\P_ALL | F:\UPOD\Cell_DLE\CSV_files_raw_nieuwe_structuur\2010\K2_serie2\P_ALL\1_1004ep.csv | 1000
v3 | P_All | 1 | 1_1004fp.csv | F:\UPOD\Cell_DLE\CSV_files_raw_nieuwe_structuur\2010\K2_serie2\P_ALL | F:\UPOD\Cell_DLE\CSV_files_raw_nieuwe_structuur\2010\K2_serie2\P_ALL\1_1004fp.csv | 1000
v3 | P_All | 1 | 1_1004gp.csv | F:\UPOD\Cell_DLE\CSV_files_raw_nieuwe_structuur\2010\K2_serie2\P_ALL | F:\UPOD\Cell_DLE\CSV_files_raw_nieuwe_structuur\2010\K2_serie2\P_ALL\1_1004gp.csv | 1000
v3 | P_All | 1 | 1_1004hp.csv | F:\UPOD\Cell_DLE\CSV_files_raw_nieuwe_structuur\2010\K2_serie2\P_ALL | F:\UPOD\Cell_DLE\CSV_files_raw_nieuwe_structuur\2010\K2_serie2\P_ALL\1_1004hp.csv | 1000
v3 | P_All | 1 | 1_1004ip.csv | F:\UPOD\Cell_DLE\CSV_files_raw_nieuwe_structuur\2010\K2_serie2\P_ALL | F:\UPOD\Cell_DLE\CSV_files_raw_nieuwe_structuur\2010\K2_serie2\P_ALL\1_1004ip.csv | 700
v3 | P_All | 1 | 1_1005ap.csv | F:\UPOD\Cell_DLE\CSV_files_raw_nieuwe_structuur\2010\K2_serie2\P_ALL | F:\UPOD\Cell_DLE\CSV_files_raw_nieuwe_structuur\2010\K2_serie2\P_ALL\1_1005ap.csv | 1001
v3 | P_All | 1 | 1_1005bp.csv | F:\UPOD\Cell_DLE\CSV_files_raw_nieuwe_structuur\2010\K2_serie2\P_ALL | F:\UPOD\Cell_DLE\CSV_files_raw_nieuwe_structuur\2010\K2_serie2\P_ALL\1_1005bp.csv | 1000
v3 | P_All | 1 | 1_1005cp.csv | F:\UPOD\Cell_DLE\CSV_files_raw_nieuwe_structuur\2010\K2_serie2\P_ALL | F:\UPOD\Cell_DLE\CSV_files_raw_nieuwe_structuur\2010\K2_serie2\P_ALL\1_1005cp.csv | 1000
v3 | P_All | 1 | 1_1005dp.csv | F:\UPOD\Cell_DLE\CSV_files_raw_nieuwe_structuur\2010\K2_serie2\P_ALL | F:\UPOD\Cell_DLE\CSV_files_raw_nieuwe_structuur\2010\K2_serie2\P_ALL\1_1005dp.csv | 595
v3 | P_All | 1 | 1_1005ep.csv | F:\UPOD\Cell_DLE\CSV_files_raw_nieuwe_structuur\2010\K2_serie2\P_ALL | F:\UPOD\Cell_DLE\CSV_files_raw_nieuwe_structuur\2010\K2_serie2\P_ALL\1_1005ep.csv | 1000
v3 | P_All | 1 | 1_1005fp.csv | F:\UPOD\Cell_DLE\CSV_files_raw_nieuwe_structuur\2010\K2_serie2\P_ALL | F:\UPOD\Cell_DLE\CSV_files_raw_nieuwe_structuur\2010\K2_serie2\P_ALL\1_1005fp.csv | 839
v3 | P_All | 1 | 1_1005gp.csv | F:\UPOD\Cell_DLE\CSV_files_raw_nieuwe_structuur\2010\K2_serie2\P_ALL | F:\UPOD\Cell_DLE\CSV_files_raw_nieuwe_structuur\2010\K2_serie2\P_ALL\1_1005gp.csv | 1000
v3 | P_All | 1 | 1_1005hp.csv | F:\UPOD\Cell_DLE\CSV_files_raw_nieuwe_structuur\2010\K2_serie2\P_ALL | F:\UPOD\Cell_DLE\CSV_files_raw_nieuwe_structuur\2010\K2_serie2\P_ALL\1_1005hp.csv | 1000
v3 | P_All | 1 | 1_1005ip.csv | F:\UPOD\Cell_DLE\CSV_files_raw_nieuwe_structuur\2010\K2_serie2\P_ALL | F:\UPOD\Cell_DLE\CSV_files_raw_nieuwe_structuur\2010\K2_serie2\P_ALL\1_1005ip.csv | 1000
v3 | P_All | 1 | 1_1005jp.csv | F:\UPOD\Cell_DLE\CSV_files_raw_nieuwe_structuur\2010\K2_serie2\P_ALL | F:\UPOD\Cell_DLE\CSV_files_raw_nieuwe_structuur\2010\K2_serie2\P_ALL\1_1005jp.csv | 1000
v3 | P_All | 1 | 1_1006ap.csv | F:\UPOD\Cell_DLE\CSV_files_raw_nieuwe_structuur\2010\K2_serie2\P_ALL | F:\UPOD\Cell_DLE\CSV_files_raw_nieuwe_structuur\2010\K2_serie2\P_ALL\1_1006ap.csv | 1000
v3 | P_All | 1 | 1_1006bp.csv | F:\UPOD\Cell_DLE\CSV_files_raw_nieuwe_structuur\2010\K2_serie2\P_ALL | F:\UPOD\Cell_DLE\CSV_files_raw_nieuwe_structuur\2010\K2_serie2\P_ALL\1_1006bp.csv | 1000
v3 | P_All | 1 | 1_1006cp.csv | F:\UPOD\Cell_DLE\CSV_files_raw_nieuwe_structuur\2010\K2_serie2\P_ALL | F:\UPOD\Cell_DLE\CSV_files_raw_nieuwe_structuur\2010\K2_serie2\P_ALL\1_1006cp.csv | 1000
v3 | P_All | 1 | 1_1006dp.csv | F:\UPOD\Cell_DLE\CSV_files_raw_nieuwe_structuur\2010\K2_serie2\P_ALL | F:\UPOD\Cell_DLE\CSV_files_raw_nieuwe_structuur\2010\K2_serie2\P_ALL\1_1006dp.csv | 1000
v3 | P_All | 1 | 1_1006ep.csv | F:\UPOD\Cell_DLE\CSV_files_raw_nieuwe_structuur\2010\K2_serie2\P_ALL | F:\UPOD\Cell_DLE\CSV_files_raw_nieuwe_structuur\2010\K2_serie2\P_ALL\1_1006ep.csv | 1000
v3 | P_All | 1 | 1_1006fp.csv | F:\UPOD\Cell_DLE\CSV_files_raw_nieuwe_structuur\2010\K2_serie2\P_ALL | F:\UPOD\Cell_DLE\CSV_files_raw_nieuwe_structuur\2010\K2_serie2\P_ALL\1_1006fp.csv | 1000
v3 | P_All | 1 | 1_1006gp.csv | F:\UPOD\Cell_DLE\CSV_files_raw_nieuwe_structuur\2010\K2_serie2\P_ALL | F:\UPOD\Cell_DLE\CSV_files_raw_nieuwe_structuur\2010\K2_serie2\P_ALL\1_1006gp.csv | 1000
v3 | P_All | 1 | 1_1006hp.csv | F:\UPOD\Cell_DLE\CSV_files_raw_nieuwe_structuur\2010\K2_serie2\P_ALL | F:\UPOD\Cell_DLE\CSV_files_raw_nieuwe_structuur\2010\K2_serie2\P_ALL\1_1006hp.csv | 1000
v3 | P_All | 1 | 1_1007ap.csv | F:\UPOD\Cell_DLE\CSV_files_raw_nieuwe_structuur\2010\K2_serie2\P_ALL | F:\UPOD\Cell_DLE\CSV_files_raw_nieuwe_structuur\2010\K2_serie2\P_ALL\1_1007ap.csv | 1000
v3 | P_All | 1 | 1_1007bp.csv | F:\UPOD\Cell_DLE\CSV_files_raw_nieuwe_structuur\2010\K2_serie2\P_ALL | F:\UPOD\Cell_DLE\CSV_files_raw_nieuwe_structuur\2010\K2_serie2\P_ALL\1_1007bp.csv | 1000
v3 | P_All | 1 | 1_1007cp.csv | F:\UPOD\Cell_DLE\CSV_files_raw_nieuwe_structuur\2010\K2_serie2\P_ALL | F:\UPOD\Cell_DLE\CSV_files_raw_nieuwe_structuur\2010\K2_serie2\P_ALL\1_1007cp.csv | 1000
v3 | P_All | 1 | 1_1007dp.csv | F:\UPOD\Cell_DLE\CSV_files_raw_nieuwe_structuur\2010\K2_serie2\P_ALL | F:\UPOD\Cell_DLE\CSV_files_raw_nieuwe_structuur\2010\K2_serie2\P_ALL\1_1007dp.csv | 1000
v3 | P_All | 1 | 1_1007ep.csv | F:\UPOD\Cell_DLE\CSV_files_raw_nieuwe_structuur\2010\K2_serie2\P_ALL | F:\UPOD\Cell_DLE\CSV_files_raw_nieuwe_structuur\2010\K2_serie2\P_ALL\1_1007ep.csv | 1000
v3 | P_All | 1 | 1_1007fp.csv | F:\UPOD\Cell_DLE\CSV_files_raw_nieuwe_structuur\2010\K2_serie2\P_ALL | F:\UPOD\Cell_DLE\CSV_files_raw_nieuwe_structuur\2010\K2_serie2\P_ALL\1_1007fp.csv | 1000
v3 | P_All | 1 | 1_1007gp.csv | F:\UPOD\Cell_DLE\CSV_files_raw_nieuwe_structuur\2010\K2_serie2\P_ALL | F:\UPOD\Cell_DLE\CSV_files_raw_nieuwe_structuur\2010\K2_serie2\P_ALL\1_1007gp.csv | 1000
v3 | P_All | 1 | 1_1008ap.csv | F:\UPOD\Cell_DLE\CSV_files_raw_nieuwe_structuur\2010\K2_serie2\P_ALL | F:\UPOD\Cell_DLE\CSV_files_raw_nieuwe_structuur\2010\K2_serie2\P_ALL\1_1008ap.csv | 1000
v3 | P_All | 1 | 1_1008bp.csv | F:\UPOD\Cell_DLE\CSV_files_raw_nieuwe_structuur\2010\K2_serie2\P_ALL | F:\UPOD\Cell_DLE\CSV_files_raw_nieuwe_structuur\2010\K2_serie2\P_ALL\1_1008bp.csv | 1000
v3 | P_All | 1 | 1_1008cp.csv | F:\UPOD\Cell_DLE\CSV_files_raw_nieuwe_structuur\2010\K2_serie2\P_ALL | F:\UPOD\Cell_DLE\CSV_files_raw_nieuwe_structuur\2010\K2_serie2\P_ALL\1_1008cp.csv | 1000
v3 | P_All | 1 | 1_1008dp.csv | F:\UPOD\Cell_DLE\CSV_files_raw_nieuwe_structuur\2010\K2_serie2\P_ALL | F:\UPOD\Cell_DLE\CSV_files_raw_nieuwe_structuur\2010\K2_serie2\P_ALL\1_1008dp.csv | 1000
v3 | P_All | 1 | 1_1008ep.csv | F:\UPOD\Cell_DLE\CSV_files_raw_nieuwe_structuur\2010\K2_serie2\P_ALL | F:\UPOD\Cell_DLE\CSV_files_raw_nieuwe_structuur\2010\K2_serie2\P_ALL\1_1008ep.csv | 1000
v3 | P_All | 1 | 1_1008fp.csv | F:\UPOD\Cell_DLE\CSV_files_raw_nieuwe_structuur\2010\K2_serie2\P_ALL | F:\UPOD\Cell_DLE\CSV_files_raw_nieuwe_structuur\2010\K2_serie2\P_ALL\1_1008fp.csv | 1000
v3 | P_All | 1 | 1_1008gp.csv | F:\UPOD\Cell_DLE\CSV_files_raw_nieuwe_structuur\2010\K2_serie2\P_ALL | F:\UPOD\Cell_DLE\CSV_files_raw_nieuwe_structuur\2010\K2_serie2\P_ALL\1_1008gp.csv | 1000
v3 | P_All | 1 | 1_1008gp.csv | F:\UPOD\Cell_DLE\CSV_files_raw_nieuwe_structuur\2010\magweg | F:\UPOD\Cell_DLE\CSV_files_raw_nieuwe_structuur\2010\magweg\1_1008gp.csv | 1000
v3 | P_All | 1 | 1_1008hp.csv | F:\UPOD\Cell_DLE\CSV_files_raw_nieuwe_structuur\2010\K2_serie2\P_ALL | F:\UPOD\Cell_DLE\CSV_files_raw_nieuwe_structuur\2010\K2_serie2\P_ALL\1_1008hp.csv | 1000
v3 | P_All | 1 | 1_1008hp.csv | F:\UPOD\Cell_DLE\CSV_files_raw_nieuwe_structuur\2010\magweg | F:\UPOD\Cell_DLE\CSV_files_raw_nieuwe_structuur\2010\magweg\1_1008hp.csv | 1000
v3 | P_All | 1 | 1_1008ip.csv | F:\UPOD\Cell_DLE\CSV_files_raw_nieuwe_structuur\2010\K2_serie2\P_ALL | F:\UPOD\Cell_DLE\CSV_files_raw_nieuwe_structuur\2010\K2_serie2\P_ALL\1_1008ip.csv | 1000
v3 | P_All | 1 | 1_1008ip.csv | F:\UPOD\Cell_DLE\CSV_files_raw_nieuwe_structuur\2010\magweg | F:\UPOD\Cell_DLE\CSV_files_raw_nieuwe_structuur\2010\magweg\1_1008ip.csv | 1000
v3 | P_All | 1 | 1_1008jp.csv | F:\UPOD\Cell_DLE\CSV_files_raw_nieuwe_structuur\2010\K2_serie2\P_ALL | F:\UPOD\Cell_DLE\CSV_files_raw_nieuwe_structuur\2010\K2_serie2\P_ALL\1_1008jp.csv | 1000
v3 | P_All | 1 | 1_1008jp.csv | F:\UPOD\Cell_DLE\CSV_files_raw_nieuwe_structuur\2010\magweg | F:\UPOD\Cell_DLE\CSV_files_raw_nieuwe_structuur\2010\magweg\1_1008jp.csv | 1000
v3 | P_All | 1 | 1_1008kp.csv | F:\UPOD\Cell_DLE\CSV_files_raw_nieuwe_structuur\2010\K2_serie2\P_ALL | F:\UPOD\Cell_DLE\CSV_files_raw_nieuwe_structuur\2010\K2_serie2\P_ALL\1_1008kp.csv | 673
v3 | P_All | 1 | 1_1008kp.csv | F:\UPOD\Cell_DLE\CSV_files_raw_nieuwe_structuur\2010\magweg | F:\UPOD\Cell_DLE\CSV_files_raw_nieuwe_structuur\2010\magweg\1_1008kp.csv | 673
v3 | P_All | 1 | 2_1008dp.csv | F:\UPOD\Cell_DLE\CSV_files_raw_nieuwe_structuur\2010\K2_serie2\P_ALL | F:\UPOD\Cell_DLE\CSV_files_raw_nieuwe_structuur\2010\K2_serie2\P_ALL\2_1008dp.csv | 1000
v3 | P_All | 1 | 2_1008ep.csv | F:\UPOD\Cell_DLE\CSV_files_raw_nieuwe_structuur\2010\K2_serie2\P_ALL | F:\UPOD\Cell_DLE\CSV_files_raw_nieuwe_structuur\2010\K2_serie2\P_ALL\2_1008ep.csv | 1000
v3 | P_All | 1 | 2_1008fp.csv | F:\UPOD\Cell_DLE\CSV_files_raw_nieuwe_structuur\2010\K2_serie2\P_ALL | F:\UPOD\Cell_DLE\CSV_files_raw_nieuwe_structuur\2010\K2_serie2\P_ALL\2_1008fp.csv | 1000
v3 | P_All | 1 | 2_1008fp.csv | F:\UPOD\Cell_DLE\CSV_files_raw_nieuwe_structuur\2010\magweg | F:\UPOD\Cell_DLE\CSV_files_raw_nieuwe_structuur\2010\magweg\2_1008fp.csv | 1000
v3 | P_All | 1 | 2_1008gp.csv | F:\UPOD\Cell_DLE\CSV_files_raw_nieuwe_structuur\2010\K2_serie2\P_ALL | F:\UPOD\Cell_DLE\CSV_files_raw_nieuwe_structuur\2010\K2_serie2\P_ALL\2_1008gp.csv | 1000
v3 | P_All | 1 | 2_1008gp.csv | F:\UPOD\Cell_DLE\CSV_files_raw_nieuwe_structuur\2010\magweg | F:\UPOD\Cell_DLE\CSV_files_raw_nieuwe_structuur\2010\magweg\2_1008gp.csv | 1000
v3 | P_All | 1 | 2_1008hp.csv | F:\UPOD\Cell_DLE\CSV_files_raw_nieuwe_structuur\2010\K2_serie2\P_ALL | F:\UPOD\Cell_DLE\CSV_files_raw_nieuwe_structuur\2010\K2_serie2\P_ALL\2_1008hp.csv | 285
v3 | P_All | 1 | 2_1008hp.csv | F:\UPOD\Cell_DLE\CSV_files_raw_nieuwe_structuur\2010\magweg | F:\UPOD\Cell_DLE\CSV_files_raw_nieuwe_structuur\2010\magweg\2_1008hp.csv | 285
v3 | P_All | 1 | 3_1008ep.csv | F:\UPOD\Cell_DLE\CSV_files_raw_nieuwe_structuur\2010\K2_serie2\P_ALL | F:\UPOD\Cell_DLE\CSV_files_raw_nieuwe_structuur\2010\K2_serie2\P_ALL\3_1008ep.csv | 208
v3 | P_All | 1 | 3_1008ep.csv | F:\UPOD\Cell_DLE\CSV_files_raw_nieuwe_structuur\2010\magweg | F:\UPOD\Cell_DLE\CSV_files_raw_nieuwe_structuur\2010\magweg\3_1008ep.csv | 208
v3 | P_All | 1 | 4_1009bp.csv | F:\UPOD\Cell_DLE\CSV_files_raw_nieuwe_structuur\2010\K3_serie2\P_all | F:\UPOD\Cell_DLE\CSV_files_raw_nieuwe_structuur\2010\K3_serie2\P_all\4_1009bp.csv | 465
v3 | P_All | 1 | 4_1009cp.csv | F:\UPOD\Cell_DLE\CSV_files_raw_nieuwe_structuur\2010\K3_serie2\P_all | F:\UPOD\Cell_DLE\CSV_files_raw_nieuwe_structuur\2010\K3_serie2\P_all\4_1009cp.csv | 584
v3 | P_All | 1 | 4_1011ap.csv | F:\UPOD\Cell_DLE\CSV_files_raw_nieuwe_structuur\2010\K3_serie2\P_all | F:\UPOD\Cell_DLE\CSV_files_raw_nieuwe_structuur\2010\K3_serie2\P_all\4_1011ap.csv | 1000
v3 | P_All | 1 | 4_1011bp.csv | F:\UPOD\Cell_DLE\CSV_files_raw_nieuwe_structuur\2010\K3_serie2\P_all | F:\UPOD\Cell_DLE\CSV_files_raw_nieuwe_structuur\2010\K3_serie2\P_all\4_1011bp.csv | 872
v3 | P_All | 1 | 4_1011cp.csv | F:\UPOD\Cell_DLE\CSV_files_raw_nieuwe_structuur\2010\K4_serie2\P_all | F:\UPOD\Cell_DLE\CSV_files_raw_nieuwe_structuur\2010\K4_serie2\P_all\4_1011cp.csv | 1000
v3 | P_All | 1 | 5_1003hp.csv | F:\UPOD\Cell_DLE\CSV_files_raw_nieuwe_structuur\2010\S005_serie2\p_all | F:\UPOD\Cell_DLE\CSV_files_raw_nieuwe_structuur\2010\S005_serie2\p_all\5_1003hp.csv | 1000
v3 | P_All | 1 | 5_1003ip.csv | F:\UPOD\Cell_DLE\CSV_files_raw_nieuwe_structuur\2010\S005_serie2\p_all | F:\UPOD\Cell_DLE\CSV_files_raw_nieuwe_structuur\2010\S005_serie2\p_all\5_1003ip.csv | 1000
v3 | P_All | 1 | 5_1003jp.csv | F:\UPOD\Cell_DLE\CSV_files_raw_nieuwe_structuur\2010\S005_serie2\p_all | F:\UPOD\Cell_DLE\CSV_files_raw_nieuwe_structuur\2010\S005_serie2\p_all\5_1003jp.csv | 1000
v3 | P_All | 1 | 5_1005ap.csv | F:\UPOD\Cell_DLE\CSV_files_raw_nieuwe_structuur\2010\S005_serie2\p_all | F:\UPOD\Cell_DLE\CSV_files_raw_nieuwe_structuur\2010\S005_serie2\p_all\5_1005ap.csv | 748
v3 | P_All | 1 | 5_1006ap.csv | F:\UPOD\Cell_DLE\CSV_files_raw_nieuwe_structuur\2010\S005_serie2\p_all | F:\UPOD\Cell_DLE\CSV_files_raw_nieuwe_structuur\2010\S005_serie2\p_all\5_1006ap.csv | 462
v3 | P_All | 1 | 5_1010ap.csv | F:\UPOD\Cell_DLE\CSV_files_raw_nieuwe_structuur\2010\S005_serie2\p_all | F:\UPOD\Cell_DLE\CSV_files_raw_nieuwe_structuur\2010\S005_serie2\p_all\5_1010ap.csv | 1000
v3 | P_All | 1 | 5_1010bp.csv | F:\UPOD\Cell_DLE\CSV_files_raw_nieuwe_structuur\2010\S005_serie2\p_all | F:\UPOD\Cell_DLE\CSV_files_raw_nieuwe_structuur\2010\S005_serie2\p_all\5_1010bp.csv | 120
v3 | P_All | 1 | 5_1101ap.csv | F:\UPOD\Cell_DLE\CSV_files_raw_nieuwe_structuur\2010\S005_serie2\p_all | F:\UPOD\Cell_DLE\CSV_files_raw_nieuwe_structuur\2010\S005_serie2\p_all\5_1101ap.csv | 876
v4 | A_PoliV3 | 1 | 1_1310ba.csv | F:\UPOD\Cell_DLE\CSV_files_raw_nieuwe_structuur\2013\sap6_96\A_res | F:\UPOD\Cell_DLE\CSV_files_raw_nieuwe_structuur\2013\sap6_96\A_res\1_1310ba.csv | 1200
v4 | A_PoliV3 | 1 | 1_1310ca.csv | F:\UPOD\Cell_DLE\CSV_files_raw_nieuwe_structuur\2013\sap6_96\A_res | F:\UPOD\Cell_DLE\CSV_files_raw_nieuwe_structuur\2013\sap6_96\A_res\1_1310ca.csv | 69
v4 | A_PoliV3 | 1 | 1_1310da.csv | F:\UPOD\Cell_DLE\CSV_files_raw_nieuwe_structuur\2013\sap6_96\A_res | F:\UPOD\Cell_DLE\CSV_files_raw_nieuwe_structuur\2013\sap6_96\A_res\1_1310da.csv | 1000
v4 | A_PoliV3 | 1 | 1_1310ea.csv | F:\UPOD\Cell_DLE\CSV_files_raw_nieuwe_structuur\2013\sap6_96\A_res | F:\UPOD\Cell_DLE\CSV_files_raw_nieuwe_structuur\2013\sap6_96\A_res\1_1310ea.csv | 753
v4 | A_PoliV3 | 1 | 1_1310fa.csv | F:\UPOD\Cell_DLE\CSV_files_raw_nieuwe_structuur\2013\sap6_96\A_res | F:\UPOD\Cell_DLE\CSV_files_raw_nieuwe_structuur\2013\sap6_96\A_res\1_1310fa.csv | 1200
v4 | A_PoliV3 | 1 | 1_1310ga.csv | F:\UPOD\Cell_DLE\CSV_files_raw_nieuwe_structuur\2013\sap6_96\A_res | F:\UPOD\Cell_DLE\CSV_files_raw_nieuwe_structuur\2013\sap6_96\A_res\1_1310ga.csv | 133
v4 | A_PoliV3 | 1 | 1_1310ha.csv | F:\UPOD\Cell_DLE\CSV_files_raw_nieuwe_structuur\2013\sap6_96\A_res | F:\UPOD\Cell_DLE\CSV_files_raw_nieuwe_structuur\2013\sap6_96\A_res\1_1310ha.csv | 783
v4 | A_PoliV3 | 1 | 1_1310ia.csv | F:\UPOD\Cell_DLE\CSV_files_raw_nieuwe_structuur\2013\sap6_96\A_res | F:\UPOD\Cell_DLE\CSV_files_raw_nieuwe_structuur\2013\sap6_96\A_res\1_1310ia.csv | 968
v4 | A_PoliV3 | 1 | 1_1311aa.csv | F:\UPOD\Cell_DLE\CSV_files_raw_nieuwe_structuur\2013\sap6_96\A_res | F:\UPOD\Cell_DLE\CSV_files_raw_nieuwe_structuur\2013\sap6_96\A_res\1_1311aa.csv | 390
v4 | A_PoliV3 | 1 | 2_1202aa.csv | F:\UPOD\Cell_DLE\CSV_files_raw_nieuwe_structuur\2012\sap4_783\A_poliV3 | F:\UPOD\Cell_DLE\CSV_files_raw_nieuwe_structuur\2012\sap4_783\A_poliV3\2_1202aa.csv | 1200
v4 | A_PoliV3 | 1 | 2_1202ba.csv | F:\UPOD\Cell_DLE\CSV_files_raw_nieuwe_structuur\2012\sap4_783\A_poliV3 | F:\UPOD\Cell_DLE\CSV_files_raw_nieuwe_structuur\2012\sap4_783\A_poliV3\2_1202ba.csv | 1200
v4 | A_PoliV3 | 1 | 2_1202ca.csv | F:\UPOD\Cell_DLE\CSV_files_raw_nieuwe_structuur\2012\sap4_783\A_poliV3 | F:\UPOD\Cell_DLE\CSV_files_raw_nieuwe_structuur\2012\sap4_783\A_poliV3\2_1202ca.csv | 1200
v4 | A_PoliV3 | 1 | 2_1202da.csv | F:\UPOD\Cell_DLE\CSV_files_raw_nieuwe_structuur\2012\sap4_783\A_poliV3 | F:\UPOD\Cell_DLE\CSV_files_raw_nieuwe_structuur\2012\sap4_783\A_poliV3\2_1202da.csv | 764
v4 | A_PoliV3 | 1 | 2_1310ba.csv | F:\UPOD\Cell_DLE\CSV_files_raw_nieuwe_structuur\2013\sap2_94\A_res | F:\UPOD\Cell_DLE\CSV_files_raw_nieuwe_structuur\2013\sap2_94\A_res\2_1310ba.csv | 1200
v4 | A_PoliV3 | 1 | 2_1310ca.csv | F:\UPOD\Cell_DLE\CSV_files_raw_nieuwe_structuur\2013\sap2_94\A_res | F:\UPOD\Cell_DLE\CSV_files_raw_nieuwe_structuur\2013\sap2_94\A_res\2_1310ca.csv | 1200
v4 | A_PoliV3 | 1 | 2_1310da.csv | F:\UPOD\Cell_DLE\CSV_files_raw_nieuwe_structuur\2013\sap2_94\A_res | F:\UPOD\Cell_DLE\CSV_files_raw_nieuwe_structuur\2013\sap2_94\A_res\2_1310da.csv | 331
v4 | A_PoliV3 | 1 | 2_1310ea.csv | F:\UPOD\Cell_DLE\CSV_files_raw_nieuwe_structuur\2013\sap2_94\A_res | F:\UPOD\Cell_DLE\CSV_files_raw_nieuwe_structuur\2013\sap2_94\A_res\2_1310ea.csv | 1100
v4 | A_PoliV3 | 1 | 2_1310fa.csv | F:\UPOD\Cell_DLE\CSV_files_raw_nieuwe_structuur\2013\sap2_94\A_res | F:\UPOD\Cell_DLE\CSV_files_raw_nieuwe_structuur\2013\sap2_94\A_res\2_1310fa.csv | 270
v4 | A_PoliV3 | 1 | 2_1310ga.csv | F:\UPOD\Cell_DLE\CSV_files_raw_nieuwe_structuur\2013\sap2_94\A_res | F:\UPOD\Cell_DLE\CSV_files_raw_nieuwe_structuur\2013\sap2_94\A_res\2_1310ga.csv | 1198
v4 | A_PoliV3 | 1 | 2_1310ha.csv | F:\UPOD\Cell_DLE\CSV_files_raw_nieuwe_structuur\2013\sap2_94\A_res | F:\UPOD\Cell_DLE\CSV_files_raw_nieuwe_structuur\2013\sap2_94\A_res\2_1310ha.csv | 1133
v4 | A_PoliV3 | 1 | 2_1311aa.csv | F:\UPOD\Cell_DLE\CSV_files_raw_nieuwe_structuur\2013\sap2_94\A_res | F:\UPOD\Cell_DLE\CSV_files_raw_nieuwe_structuur\2013\sap2_94\A_res\2_1311aa.csv | 704
v4 | A_PoliV3 | 1 | 3_1202aa.csv | F:\UPOD\Cell_DLE\CSV_files_raw_nieuwe_structuur\2012\sap4_783\A_poliV3 | F:\UPOD\Cell_DLE\CSV_files_raw_nieuwe_structuur\2012\sap4_783\A_poliV3\3_1202aa.csv | 1200
v4 | A_PoliV3 | 1 | 3_1202ba.csv | F:\UPOD\Cell_DLE\CSV_files_raw_nieuwe_structuur\2012\sap4_783\A_poliV3 | F:\UPOD\Cell_DLE\CSV_files_raw_nieuwe_structuur\2012\sap4_783\A_poliV3\3_1202ba.csv | 960
v4 | A_PoliV3 | 1 | 3_1310ba.csv | F:\UPOD\Cell_DLE\CSV_files_raw_nieuwe_structuur\2013\sap3_92\A_res | F:\UPOD\Cell_DLE\CSV_files_raw_nieuwe_structuur\2013\sap3_92\A_res\3_1310ba.csv | 443
v4 | A_PoliV3 | 1 | 3_1310ca.csv | F:\UPOD\Cell_DLE\CSV_files_raw_nieuwe_structuur\2013\sap3_92\A_res | F:\UPOD\Cell_DLE\CSV_files_raw_nieuwe_structuur\2013\sap3_92\A_res\3_1310ca.csv | 654
v4 | A_PoliV3 | 1 | 3_1310da.csv | F:\UPOD\Cell_DLE\CSV_files_raw_nieuwe_structuur\2013\sap3_92\A_res | F:\UPOD\Cell_DLE\CSV_files_raw_nieuwe_structuur\2013\sap3_92\A_res\3_1310da.csv | 959
v4 | A_PoliV3 | 1 | 3_1310ea.csv | F:\UPOD\Cell_DLE\CSV_files_raw_nieuwe_structuur\2013\sap3_92\A_res | F:\UPOD\Cell_DLE\CSV_files_raw_nieuwe_structuur\2013\sap3_92\A_res\3_1310ea.csv | 482
v4 | A_PoliV3 | 1 | 3_1310fa.csv | F:\UPOD\Cell_DLE\CSV_files_raw_nieuwe_structuur\2013\sap3_92\A_res | F:\UPOD\Cell_DLE\CSV_files_raw_nieuwe_structuur\2013\sap3_92\A_res\3_1310fa.csv | 328
v4 | A_PoliV3 | 1 | 3_1311aa.csv | F:\UPOD\Cell_DLE\CSV_files_raw_nieuwe_structuur\2013\sap3_92\A_res | F:\UPOD\Cell_DLE\CSV_files_raw_nieuwe_structuur\2013\sap3_92\A_res\3_1311aa.csv | 397
v4 | A_PoliV3 | 1 | 3_2011_01_06aa.csv | F:\UPOD\Cell_DLE\CSV_files_raw_nieuwe_structuur\2010 | F:\UPOD\Cell_DLE\CSV_files_raw_nieuwe_structuur\2010\3_2011_01_06aa.csv | 60
v4 | A_PoliV3 | 1 | 4_1011da.csv | F:\UPOD\Cell_DLE\CSV_files_raw_nieuwe_structuur\2010\K4_serie2\A_poliV3 | F:\UPOD\Cell_DLE\CSV_files_raw_nieuwe_structuur\2010\K4_serie2\A_poliV3\4_1011da.csv | 344
v4 | A_PoliV3 | 1 | 4_1012aa.csv | F:\UPOD\Cell_DLE\CSV_files_raw_nieuwe_structuur\2010\K4_serie2\A_poliV3 | F:\UPOD\Cell_DLE\CSV_files_raw_nieuwe_structuur\2010\K4_serie2\A_poliV3\4_1012aa.csv | 1000
v4 | A_PoliV3 | 1 | 4_1012ba.csv | F:\UPOD\Cell_DLE\CSV_files_raw_nieuwe_structuur\2010\K4_serie2\A_poliV3 | F:\UPOD\Cell_DLE\CSV_files_raw_nieuwe_structuur\2010\K4_serie2\A_poliV3\4_1012ba.csv | 358
v4 | A_PoliV3 | 1 | 4_1012ca.csv | F:\UPOD\Cell_DLE\CSV_files_raw_nieuwe_structuur\2010\K4_serie2\A_poliV3 | F:\UPOD\Cell_DLE\CSV_files_raw_nieuwe_structuur\2010\K4_serie2\A_poliV3\4_1012ca.csv | 270
v4 | A_PoliV3 | 1 | 4_1101aaa.csv | F:\UPOD\Cell_DLE\CSV_files_raw_nieuwe_structuur\2011\K1_serie2\A_poliV3 | F:\UPOD\Cell_DLE\CSV_files_raw_nieuwe_structuur\2011\K1_serie2\A_poliV3\4_1101aaa.csv | 477
v4 | A_PoliV3 | 1 | 4_1102aa.csv | F:\UPOD\Cell_DLE\CSV_files_raw_nieuwe_structuur\2011\K1_serie2\A_poliV3 | F:\UPOD\Cell_DLE\CSV_files_raw_nieuwe_structuur\2011\K1_serie2\A_poliV3\4_1102aa.csv | 1000
v4 | A_PoliV3 | 1 | 4_1102ba.csv | F:\UPOD\Cell_DLE\CSV_files_raw_nieuwe_structuur\2011\K1_serie2\A_poliV3 | F:\UPOD\Cell_DLE\CSV_files_raw_nieuwe_structuur\2011\K1_serie2\A_poliV3\4_1102ba.csv | 367
v4 | A_PoliV3 | 1 | 4_1102ca.csv | F:\UPOD\Cell_DLE\CSV_files_raw_nieuwe_structuur\2011\K1_serie2\A_poliV3 | F:\UPOD\Cell_DLE\CSV_files_raw_nieuwe_structuur\2011\K1_serie2\A_poliV3\4_1102ca.csv | 1000
v4 | A_PoliV3 | 1 | 4_1102da.csv | F:\UPOD\Cell_DLE\CSV_files_raw_nieuwe_structuur\2011\K1_serie2\A_poliV3 | F:\UPOD\Cell_DLE\CSV_files_raw_nieuwe_structuur\2011\K1_serie2\A_poliV3\4_1102da.csv | 345
v4 | A_PoliV3 | 1 | 4_1104aa.csv | F:\UPOD\Cell_DLE\CSV_files_raw_nieuwe_structuur\2010\K4_serie2\A_poliV3 | F:\UPOD\Cell_DLE\CSV_files_raw_nieuwe_structuur\2010\K4_serie2\A_poliV3\4_1104aa.csv | 1000
v4 | A_PoliV3 | 1 | 4_1104ba.csv | F:\UPOD\Cell_DLE\CSV_files_raw_nieuwe_structuur\2010\K4_serie2\A_poliV3 | F:\UPOD\Cell_DLE\CSV_files_raw_nieuwe_structuur\2010\K4_serie2\A_poliV3\4_1104ba.csv | 357
v4 | A_PoliV3 | 1 | 4_1105aa.csv | F:\UPOD\Cell_DLE\CSV_files_raw_nieuwe_structuur\2011\K2_serie2\A_poliV3 | F:\UPOD\Cell_DLE\CSV_files_raw_nieuwe_structuur\2011\K2_serie2\A_poliV3\4_1105aa.csv | 289
v4 | A_PoliV3 | 1 | 4_1105aa.csv | F:\UPOD\Cell_DLE\CSV_files_raw_nieuwe_structuur\2011\sap4_783\A_poliV3 | F:\UPOD\Cell_DLE\CSV_files_raw_nieuwe_structuur\2011\sap4_783\A_poliV3\4_1105aa.csv | 289
v4 | A_PoliV3 | 1 | 4_1106aa.csv | F:\UPOD\Cell_DLE\CSV_files_raw_nieuwe_structuur\2011\K2_serie2\A_poliV3 | F:\UPOD\Cell_DLE\CSV_files_raw_nieuwe_structuur\2011\K2_serie2\A_poliV3\4_1106aa.csv | 1000
v4 | A_PoliV3 | 1 | 4_1106aa.csv | F:\UPOD\Cell_DLE\CSV_files_raw_nieuwe_structuur\2011\sap4_783\A_poliV3 | F:\UPOD\Cell_DLE\CSV_files_raw_nieuwe_structuur\2011\sap4_783\A_poliV3\4_1106aa.csv | 1000
v4 | A_PoliV3 | 1 | 4_1106ba.csv | F:\UPOD\Cell_DLE\CSV_files_raw_nieuwe_structuur\2011\K2_serie2\A_poliV3 | F:\UPOD\Cell_DLE\CSV_files_raw_nieuwe_structuur\2011\K2_serie2\A_poliV3\4_1106ba.csv | 608
v4 | A_PoliV3 | 1 | 4_1106ba.csv | F:\UPOD\Cell_DLE\CSV_files_raw_nieuwe_structuur\2011\sap4_783\A_poliV3 | F:\UPOD\Cell_DLE\CSV_files_raw_nieuwe_structuur\2011\sap4_783\A_poliV3\4_1106ba.csv | 608
v4 | A_PoliV3 | 1 | 4_1107aa.csv | F:\UPOD\Cell_DLE\CSV_files_raw_nieuwe_structuur\2011\K3_serie2\A_poliV3 | F:\UPOD\Cell_DLE\CSV_files_raw_nieuwe_structuur\2011\K3_serie2\A_poliV3\4_1107aa.csv | 1000
v4 | A_PoliV3 | 1 | 4_1107aa.csv | F:\UPOD\Cell_DLE\CSV_files_raw_nieuwe_structuur\2011\sap4_783\A_poliV3 | F:\UPOD\Cell_DLE\CSV_files_raw_nieuwe_structuur\2011\sap4_783\A_poliV3\4_1107aa.csv | 1000
v4 | A_PoliV3 | 1 | 4_1107ba.csv | F:\UPOD\Cell_DLE\CSV_files_raw_nieuwe_structuur\2011\K3_serie2\A_poliV3 | F:\UPOD\Cell_DLE\CSV_files_raw_nieuwe_structuur\2011\K3_serie2\A_poliV3\4_1107ba.csv | 922
v4 | A_PoliV3 | 1 | 4_1107ba.csv | F:\UPOD\Cell_DLE\CSV_files_raw_nieuwe_structuur\2011\sap4_783\A_poliV3 | F:\UPOD\Cell_DLE\CSV_files_raw_nieuwe_structuur\2011\sap4_783\A_poliV3\4_1107ba.csv | 922
v4 | A_PoliV3 | 1 | 4_1109aa.csv | F:\UPOD\Cell_DLE\CSV_files_raw_nieuwe_structuur\2011\K3_serie2\A_poliV3 | F:\UPOD\Cell_DLE\CSV_files_raw_nieuwe_structuur\2011\K3_serie2\A_poliV3\4_1109aa.csv | 1000
v4 | A_PoliV3 | 1 | 4_1109aa.csv | F:\UPOD\Cell_DLE\CSV_files_raw_nieuwe_structuur\2011\sap4_783\A_poliV3 | F:\UPOD\Cell_DLE\CSV_files_raw_nieuwe_structuur\2011\sap4_783\A_poliV3\4_1109aa.csv | 1000
v4 | A_PoliV3 | 1 | 4_1109ba.csv | F:\UPOD\Cell_DLE\CSV_files_raw_nieuwe_structuur\2011\K3_serie2\A_poliV3 | F:\UPOD\Cell_DLE\CSV_files_raw_nieuwe_structuur\2011\K3_serie2\A_poliV3\4_1109ba.csv | 1000
v4 | A_PoliV3 | 1 | 4_1109ba.csv | F:\UPOD\Cell_DLE\CSV_files_raw_nieuwe_structuur\2011\sap4_783\A_poliV3 | F:\UPOD\Cell_DLE\CSV_files_raw_nieuwe_structuur\2011\sap4_783\A_poliV3\4_1109ba.csv | 1000
v4 | A_PoliV3 | 1 | 4_1109ca.csv | F:\UPOD\Cell_DLE\CSV_files_raw_nieuwe_structuur\2011\K3_serie2\A_poliV3 | F:\UPOD\Cell_DLE\CSV_files_raw_nieuwe_structuur\2011\K3_serie2\A_poliV3\4_1109ca.csv | 202
v4 | A_PoliV3 | 1 | 4_1109ca.csv | F:\UPOD\Cell_DLE\CSV_files_raw_nieuwe_structuur\2011\sap4_783\A_poliV3 | F:\UPOD\Cell_DLE\CSV_files_raw_nieuwe_structuur\2011\sap4_783\A_poliV3\4_1109ca.csv | 202
v4 | A_PoliV3 | 1 | 4_1110aa.csv | F:\UPOD\Cell_DLE\CSV_files_raw_nieuwe_structuur\2011\K3_serie2\A_poliV3 | F:\UPOD\Cell_DLE\CSV_files_raw_nieuwe_structuur\2011\K3_serie2\A_poliV3\4_1110aa.csv | 1000
v4 | A_PoliV3 | 1 | 4_1110aa.csv | F:\UPOD\Cell_DLE\CSV_files_raw_nieuwe_structuur\2011\sap4_783\A_poliV3 | F:\UPOD\Cell_DLE\CSV_files_raw_nieuwe_structuur\2011\sap4_783\A_poliV3\4_1110aa.csv | 1000
v4 | A_PoliV3 | 1 | 4_1110ba.csv | F:\UPOD\Cell_DLE\CSV_files_raw_nieuwe_structuur\2011\K3_serie2\A_poliV3 | F:\UPOD\Cell_DLE\CSV_files_raw_nieuwe_structuur\2011\K3_serie2\A_poliV3\4_1110ba.csv | 642
v4 | A_PoliV3 | 1 | 4_1110ba.csv | F:\UPOD\Cell_DLE\CSV_files_raw_nieuwe_structuur\2011\sap4_783\A_poliV3 | F:\UPOD\Cell_DLE\CSV_files_raw_nieuwe_structuur\2011\sap4_783\A_poliV3\4_1110ba.csv | 642
v4 | A_PoliV3 | 1 | 4_1111aa.csv | F:\UPOD\Cell_DLE\CSV_files_raw_nieuwe_structuur\2011\K3_serie2\A_poliV3 | F:\UPOD\Cell_DLE\CSV_files_raw_nieuwe_structuur\2011\K3_serie2\A_poliV3\4_1111aa.csv | 1020
v4 | A_PoliV3 | 1 | 4_1111aa.csv | F:\UPOD\Cell_DLE\CSV_files_raw_nieuwe_structuur\2011\sap4_783\A_poliV3 | F:\UPOD\Cell_DLE\CSV_files_raw_nieuwe_structuur\2011\sap4_783\A_poliV3\4_1111aa.csv | 1020
v4 | A_PoliV3 | 1 | 4_1112aa.csv | F:\UPOD\Cell_DLE\CSV_files_raw_nieuwe_structuur\2011\K3_serie2\A_poliV3 | F:\UPOD\Cell_DLE\CSV_files_raw_nieuwe_structuur\2011\K3_serie2\A_poliV3\4_1112aa.csv | 1000
v4 | A_PoliV3 | 1 | 4_1112aa.csv | F:\UPOD\Cell_DLE\CSV_files_raw_nieuwe_structuur\2011\sap4_783\A_poliV3 | F:\UPOD\Cell_DLE\CSV_files_raw_nieuwe_structuur\2011\sap4_783\A_poliV3\4_1112aa.csv | 1000
v4 | A_PoliV3 | 1 | 4_1112ba.csv | F:\UPOD\Cell_DLE\CSV_files_raw_nieuwe_structuur\2011\K3_serie2\A_poliV3 | F:\UPOD\Cell_DLE\CSV_files_raw_nieuwe_structuur\2011\K3_serie2\A_poliV3\4_1112ba.csv | 748
v4 | A_PoliV3 | 1 | 4_1112ba.csv | F:\UPOD\Cell_DLE\CSV_files_raw_nieuwe_structuur\2011\sap4_783\A_poliV3 | F:\UPOD\Cell_DLE\CSV_files_raw_nieuwe_structuur\2011\sap4_783\A_poliV3\4_1112ba.csv | 748
v4 | A_PoliV3 | 1 | 4_1201aa.csv | F:\UPOD\Cell_DLE\CSV_files_raw_nieuwe_structuur\2011\K3_serie2\A_poliV3 | F:\UPOD\Cell_DLE\CSV_files_raw_nieuwe_structuur\2011\K3_serie2\A_poliV3\4_1201aa.csv | 1000
v4 | A_PoliV3 | 1 | 4_1201aa.csv | F:\UPOD\Cell_DLE\CSV_files_raw_nieuwe_structuur\2011\sap4_783\A_poliV3 | F:\UPOD\Cell_DLE\CSV_files_raw_nieuwe_structuur\2011\sap4_783\A_poliV3\4_1201aa.csv | 1000
v4 | A_PoliV3 | 1 | 4_1201ba.csv | F:\UPOD\Cell_DLE\CSV_files_raw_nieuwe_structuur\2012\sap4_783\A_poliV3 | F:\UPOD\Cell_DLE\CSV_files_raw_nieuwe_structuur\2012\sap4_783\A_poliV3\4_1201ba.csv | 218
v4 | A_PoliV3 | 1 | 4_1202aa.csv | F:\UPOD\Cell_DLE\CSV_files_raw_nieuwe_structuur\2012\sap4_783\A_poliV3 | F:\UPOD\Cell_DLE\CSV_files_raw_nieuwe_structuur\2012\sap4_783\A_poliV3\4_1202aa.csv | 1000
v4 | A_PoliV3 | 1 | 4_1202ba.csv | F:\UPOD\Cell_DLE\CSV_files_raw_nieuwe_structuur\2012\sap4_783\A_poliV3 | F:\UPOD\Cell_DLE\CSV_files_raw_nieuwe_structuur\2012\sap4_783\A_poliV3\4_1202ba.csv | 481
v4 | A_PoliV3 | 1 | 4_1202ca.csv | F:\UPOD\Cell_DLE\CSV_files_raw_nieuwe_structuur\2012\sap4_783\A_poliV3 | F:\UPOD\Cell_DLE\CSV_files_raw_nieuwe_structuur\2012\sap4_783\A_poliV3\4_1202ca.csv | 1169
v4 | A_PoliV3 | 1 | 4_1203aa.csv | F:\UPOD\Cell_DLE\CSV_files_raw_nieuwe_structuur\2012\sap4_783\A_poliV3 | F:\UPOD\Cell_DLE\CSV_files_raw_nieuwe_structuur\2012\sap4_783\A_poliV3\4_1203aa.csv | 514
v4 | A_PoliV3 | 1 | 4_1203ba.csv | F:\UPOD\Cell_DLE\CSV_files_raw_nieuwe_structuur\2012\sap4_783\A_poliV3 | F:\UPOD\Cell_DLE\CSV_files_raw_nieuwe_structuur\2012\sap4_783\A_poliV3\4_1203ba.csv | 1200
v4 | A_PoliV3 | 1 | 4_1204aa.csv | F:\UPOD\Cell_DLE\CSV_files_raw_nieuwe_structuur\2012\sap4_783\A_poliV3 | F:\UPOD\Cell_DLE\CSV_files_raw_nieuwe_structuur\2012\sap4_783\A_poliV3\4_1204aa.csv | 427
v4 | A_PoliV3 | 1 | 4_1204ba.csv | F:\UPOD\Cell_DLE\CSV_files_raw_nieuwe_structuur\2012\sap4_783\A_poliV3 | F:\UPOD\Cell_DLE\CSV_files_raw_nieuwe_structuur\2012\sap4_783\A_poliV3\4_1204ba.csv | 1200
v4 | A_PoliV3 | 1 | 4_1205aa.csv | F:\UPOD\Cell_DLE\CSV_files_raw_nieuwe_structuur\2012\sap4_783\A_poliV3 | F:\UPOD\Cell_DLE\CSV_files_raw_nieuwe_structuur\2012\sap4_783\A_poliV3\4_1205aa.csv | 257
v4 | A_PoliV3 | 1 | 4_1205ba.csv | F:\UPOD\Cell_DLE\CSV_files_raw_nieuwe_structuur\2012\sap4_783\A_poliV3 | F:\UPOD\Cell_DLE\CSV_files_raw_nieuwe_structuur\2012\sap4_783\A_poliV3\4_1205ba.csv | 1175
v4 | A_PoliV3 | 1 | 4_1206aa.csv | F:\UPOD\Cell_DLE\CSV_files_raw_nieuwe_structuur\2012\sap4_783\A_poliV3 | F:\UPOD\Cell_DLE\CSV_files_raw_nieuwe_structuur\2012\sap4_783\A_poliV3\4_1206aa.csv | 416
v4 | A_PoliV3 | 1 | 4_1206ba.csv | F:\UPOD\Cell_DLE\CSV_files_raw_nieuwe_structuur\2012\sap4_783\A_poliV3 | F:\UPOD\Cell_DLE\CSV_files_raw_nieuwe_structuur\2012\sap4_783\A_poliV3\4_1206ba.csv | 1171
v4 | A_PoliV3 | 1 | 4_1207aa.csv | F:\UPOD\Cell_DLE\CSV_files_raw_nieuwe_structuur\2012\sap4_783\A_poliV3 | F:\UPOD\Cell_DLE\CSV_files_raw_nieuwe_structuur\2012\sap4_783\A_poliV3\4_1207aa.csv | 338
v4 | A_PoliV3 | 1 | 4_1208aa.csv | F:\UPOD\Cell_DLE\CSV_files_raw_nieuwe_structuur\2012\sap4_783\A_poliV3 | F:\UPOD\Cell_DLE\CSV_files_raw_nieuwe_structuur\2012\sap4_783\A_poliV3\4_1208aa.csv | 1200
v4 | A_PoliV3 | 1 | 4_1208ba.csv | F:\UPOD\Cell_DLE\CSV_files_raw_nieuwe_structuur\2012\sap4_783\A_poliV3 | F:\UPOD\Cell_DLE\CSV_files_raw_nieuwe_structuur\2012\sap4_783\A_poliV3\4_1208ba.csv | 767
v4 | A_PoliV3 | 1 | 4_1208ca.csv | F:\UPOD\Cell_DLE\CSV_files_raw_nieuwe_structuur\2012\sap4_783\A_poliV3 | F:\UPOD\Cell_DLE\CSV_files_raw_nieuwe_structuur\2012\sap4_783\A_poliV3\4_1208ca.csv | 481
v4 | A_PoliV3 | 1 | 4_1209BA.CSV | F:\UPOD\Cell_DLE\CSV_files_raw_nieuwe_structuur\2012\sap4_783\A_poliV3 | F:\UPOD\Cell_DLE\CSV_files_raw_nieuwe_structuur\2012\sap4_783\A_poliV3\4_1209BA.CSV | 778
v4 | A_PoliV3 | 1 | 4_1209aa.csv | F:\UPOD\Cell_DLE\CSV_files_raw_nieuwe_structuur\2012\sap4_783\A_poliV3 | F:\UPOD\Cell_DLE\CSV_files_raw_nieuwe_structuur\2012\sap4_783\A_poliV3\4_1209aa.csv | 373
v4 | A_PoliV3 | 1 | 4_1210aa.csv | F:\UPOD\Cell_DLE\CSV_files_raw_nieuwe_structuur\2012\sap4_783\A_poliV3 | F:\UPOD\Cell_DLE\CSV_files_raw_nieuwe_structuur\2012\sap4_783\A_poliV3\4_1210aa.csv | 522
v4 | A_PoliV3 | 1 | 4_1210ba.csv | F:\UPOD\Cell_DLE\CSV_files_raw_nieuwe_structuur\2012\sap4_783\A_poliV3 | F:\UPOD\Cell_DLE\CSV_files_raw_nieuwe_structuur\2012\sap4_783\A_poliV3\4_1210ba.csv | 1136
v4 | A_PoliV3 | 1 | 4_1211aa.csv | F:\UPOD\Cell_DLE\CSV_files_raw_nieuwe_structuur\2012\sap4_783\A_poliV3 | F:\UPOD\Cell_DLE\CSV_files_raw_nieuwe_structuur\2012\sap4_783\A_poliV3\4_1211aa.csv | 463
v4 | A_PoliV3 | 1 | 4_1211ba.csv | F:\UPOD\Cell_DLE\CSV_files_raw_nieuwe_structuur\2012\sap4_783\A_poliV3 | F:\UPOD\Cell_DLE\CSV_files_raw_nieuwe_structuur\2012\sap4_783\A_poliV3\4_1211ba.csv | 524
v4 | A_PoliV3 | 1 | 4_1212aa.csv | F:\UPOD\Cell_DLE\CSV_files_raw_nieuwe_structuur\2012\sap4_783\A_poliV3 | F:\UPOD\Cell_DLE\CSV_files_raw_nieuwe_structuur\2012\sap4_783\A_poliV3\4_1212aa.csv | 720
v4 | A_PoliV3 | 1 | 4_1212ba.csv | F:\UPOD\Cell_DLE\CSV_files_raw_nieuwe_structuur\2012\sap4_783\A_poliV3 | F:\UPOD\Cell_DLE\CSV_files_raw_nieuwe_structuur\2012\sap4_783\A_poliV3\4_1212ba.csv | 617
v4 | A_PoliV3 | 1 | 4_1301aa.csv | F:\UPOD\Cell_DLE\CSV_files_raw_nieuwe_structuur\2012\sap4_783\A_poliV3 | F:\UPOD\Cell_DLE\CSV_files_raw_nieuwe_structuur\2012\sap4_783\A_poliV3\4_1301aa.csv | 681
v4 | A_PoliV3 | 1 | 4_1301aa.csv | F:\UPOD\Cell_DLE\CSV_files_raw_nieuwe_structuur\2013\sap4_783\A_poliV3 | F:\UPOD\Cell_DLE\CSV_files_raw_nieuwe_structuur\2013\sap4_783\A_poliV3\4_1301aa.csv | 681
v4 | A_PoliV3 | 1 | 4_1301ba.csv | F:\UPOD\Cell_DLE\CSV_files_raw_nieuwe_structuur\2013\sap4_783\A_poliV3 | F:\UPOD\Cell_DLE\CSV_files_raw_nieuwe_structuur\2013\sap4_783\A_poliV3\4_1301ba.csv | 903
v4 | A_PoliV3 | 1 | 4_1302aa.csv | F:\UPOD\Cell_DLE\CSV_files_raw_nieuwe_structuur\2013\sap4_783\A_poliV3 | F:\UPOD\Cell_DLE\CSV_files_raw_nieuwe_structuur\2013\sap4_783\A_poliV3\4_1302aa.csv | 524
v4 | A_PoliV3 | 1 | 4_1302ba.csv | F:\UPOD\Cell_DLE\CSV_files_raw_nieuwe_structuur\2013\sap4_783\A_poliV3 | F:\UPOD\Cell_DLE\CSV_files_raw_nieuwe_structuur\2013\sap4_783\A_poliV3\4_1302ba.csv | 326
v4 | A_PoliV3 | 1 | 4_1303aa.csv | F:\UPOD\Cell_DLE\CSV_files_raw_nieuwe_structuur\2013\sap4_783\A_poliV3 | F:\UPOD\Cell_DLE\CSV_files_raw_nieuwe_structuur\2013\sap4_783\A_poliV3\4_1303aa.csv | 871
v4 | A_PoliV3 | 1 | 4_1303ba.csv | F:\UPOD\Cell_DLE\CSV_files_raw_nieuwe_structuur\2013\sap4_783\A_poliV3 | F:\UPOD\Cell_DLE\CSV_files_raw_nieuwe_structuur\2013\sap4_783\A_poliV3\4_1303ba.csv | 531
v4 | A_PoliV3 | 1 | 4_1304aa.csv | F:\UPOD\Cell_DLE\CSV_files_raw_nieuwe_structuur\2013\sap4_783\A_poliV3 | F:\UPOD\Cell_DLE\CSV_files_raw_nieuwe_structuur\2013\sap4_783\A_poliV3\4_1304aa.csv | 675
v4 | A_PoliV3 | 1 | 4_1304ba.csv | F:\UPOD\Cell_DLE\CSV_files_raw_nieuwe_structuur\2013\sap4_783\A_poliV3 | F:\UPOD\Cell_DLE\CSV_files_raw_nieuwe_structuur\2013\sap4_783\A_poliV3\4_1304ba.csv | 786
v4 | A_PoliV3 | 1 | 4_1305aa.csv | F:\UPOD\Cell_DLE\CSV_files_raw_nieuwe_structuur\2013\sap4_783\A_poliV3 | F:\UPOD\Cell_DLE\CSV_files_raw_nieuwe_structuur\2013\sap4_783\A_poliV3\4_1305aa.csv | 1077
v4 | A_PoliV3 | 1 | 4_1305ba.csv | F:\UPOD\Cell_DLE\CSV_files_raw_nieuwe_structuur\2013\sap4_783\A_poliV3 | F:\UPOD\Cell_DLE\CSV_files_raw_nieuwe_structuur\2013\sap4_783\A_poliV3\4_1305ba.csv | 528
v4 | A_PoliV3 | 1 | 4_1306AA.CSV | F:\UPOD\Cell_DLE\CSV_files_raw_nieuwe_structuur\2013\sap4_783\A_poliV3 | F:\UPOD\Cell_DLE\CSV_files_raw_nieuwe_structuur\2013\sap4_783\A_poliV3\4_1306AA.CSV | 756
v4 | A_PoliV3 | 1 | 4_1306BA.CSV | F:\UPOD\Cell_DLE\CSV_files_raw_nieuwe_structuur\2013\sap4_783\A_poliV3 | F:\UPOD\Cell_DLE\CSV_files_raw_nieuwe_structuur\2013\sap4_783\A_poliV3\4_1306BA.CSV | 559
v4 | A_PoliV3 | 1 | 4_1307aa.csv | F:\UPOD\Cell_DLE\CSV_files_raw_nieuwe_structuur\2013\sap4_783\A_poliV3 | F:\UPOD\Cell_DLE\CSV_files_raw_nieuwe_structuur\2013\sap4_783\A_poliV3\4_1307aa.csv | 659
v4 | A_PoliV3 | 1 | 4_1307ba.csv | F:\UPOD\Cell_DLE\CSV_files_raw_nieuwe_structuur\2013\sap4_783\A_poliV3 | F:\UPOD\Cell_DLE\CSV_files_raw_nieuwe_structuur\2013\sap4_783\A_poliV3\4_1307ba.csv | 741
v4 | A_PoliV3 | 1 | 4_1308aa.csv | F:\UPOD\Cell_DLE\CSV_files_raw_nieuwe_structuur\2013\sap4_783\A_poliV3 | F:\UPOD\Cell_DLE\CSV_files_raw_nieuwe_structuur\2013\sap4_783\A_poliV3\4_1308aa.csv | 1200
v4 | A_PoliV3 | 1 | 4_1308ba.csv | F:\UPOD\Cell_DLE\CSV_files_raw_nieuwe_structuur\2013\sap4_783\A_poliV3 | F:\UPOD\Cell_DLE\CSV_files_raw_nieuwe_structuur\2013\sap4_783\A_poliV3\4_1308ba.csv | 205
v4 | A_PoliV3 | 1 | 4_1309aa.csv | F:\UPOD\Cell_DLE\CSV_files_raw_nieuwe_structuur\2013\sap4_783\A_poliV3 | F:\UPOD\Cell_DLE\CSV_files_raw_nieuwe_structuur\2013\sap4_783\A_poliV3\4_1309aa.csv | 793
v4 | A_PoliV3 | 1 | 4_1309ba.csv | F:\UPOD\Cell_DLE\CSV_files_raw_nieuwe_structuur\2013\sap4_783\A_poliV3 | F:\UPOD\Cell_DLE\CSV_files_raw_nieuwe_structuur\2013\sap4_783\A_poliV3\4_1309ba.csv | 875
v4 | A_PoliV3 | 1 | 4_1310aa.csv | F:\UPOD\Cell_DLE\CSV_files_raw_nieuwe_structuur\2013\sap4_783\A_poliV3 | F:\UPOD\Cell_DLE\CSV_files_raw_nieuwe_structuur\2013\sap4_783\A_poliV3\4_1310aa.csv | 803
v4 | A_PoliV3 | 1 | 4_1310ba.csv | F:\UPOD\Cell_DLE\CSV_files_raw_nieuwe_structuur\2013\sap4_783\A_poliV3 | F:\UPOD\Cell_DLE\CSV_files_raw_nieuwe_structuur\2013\sap4_783\A_poliV3\4_1310ba.csv | 700
v4 | A_PoliV3 | 1 | 4_1311aa.csv | F:\UPOD\Cell_DLE\CSV_files_raw_nieuwe_structuur\2013\sap4_783\A_poliV3 | F:\UPOD\Cell_DLE\CSV_files_raw_nieuwe_structuur\2013\sap4_783\A_poliV3\4_1311aa.csv | 1006
v4 | A_PoliV3 | 1 | 4_1311ba.csv | F:\UPOD\Cell_DLE\CSV_files_raw_nieuwe_structuur\2013\sap4_783\A_poliV3 | F:\UPOD\Cell_DLE\CSV_files_raw_nieuwe_structuur\2013\sap4_783\A_poliV3\4_1311ba.csv | 720
v4 | A_PoliV3 | 1 | 4_1312aa.csv | F:\UPOD\Cell_DLE\CSV_files_raw_nieuwe_structuur\2013\sap4_783\A_poliV3 | F:\UPOD\Cell_DLE\CSV_files_raw_nieuwe_structuur\2013\sap4_783\A_poliV3\4_1312aa.csv | 716
v4 | A_PoliV3 | 1 | 4_1312ba.csv | F:\UPOD\Cell_DLE\CSV_files_raw_nieuwe_structuur\2013\sap4_783\A_poliV3 | F:\UPOD\Cell_DLE\CSV_files_raw_nieuwe_structuur\2013\sap4_783\A_poliV3\4_1312ba.csv | 899
v4 | A_PoliV3 | 1 | 4_1401aa.csv | F:\UPOD\Cell_DLE\CSV_files_raw_nieuwe_structuur\2013\sap4_783\A_poliV3 | F:\UPOD\Cell_DLE\CSV_files_raw_nieuwe_structuur\2013\sap4_783\A_poliV3\4_1401aa.csv | 490
v4 | A_PoliV3 | 1 | 4_1401aa.csv | F:\UPOD\Cell_DLE\CSV_files_raw_nieuwe_structuur\2014\sap4_783\A_res | F:\UPOD\Cell_DLE\CSV_files_raw_nieuwe_structuur\2014\sap4_783\A_res\4_1401aa.csv | 490
v4 | A_PoliV3 | 1 | 5_1102aa.csv | F:\UPOD\Cell_DLE\CSV_files_raw_nieuwe_structuur\2011\sap5_Re\A_res | F:\UPOD\Cell_DLE\CSV_files_raw_nieuwe_structuur\2011\sap5_Re\A_res\5_1102aa.csv | 1000
v4 | A_PoliV3 | 1 | 5_1104aa.csv | F:\UPOD\Cell_DLE\CSV_files_raw_nieuwe_structuur\2011\sap5_Re\A_res | F:\UPOD\Cell_DLE\CSV_files_raw_nieuwe_structuur\2011\sap5_Re\A_res\5_1104aa.csv | 1000
v4 | A_PoliV3 | 1 | 5_1105aa.csv | F:\UPOD\Cell_DLE\CSV_files_raw_nieuwe_structuur\2011\sap5_Re\A_res | F:\UPOD\Cell_DLE\CSV_files_raw_nieuwe_structuur\2011\sap5_Re\A_res\5_1105aa.csv | 714
v4 | A_PoliV3 | 1 | 5_1109aa.csv | F:\UPOD\Cell_DLE\CSV_files_raw_nieuwe_structuur\2011\sap5_Re\A_res | F:\UPOD\Cell_DLE\CSV_files_raw_nieuwe_structuur\2011\sap5_Re\A_res\5_1109aa.csv | 880
v4 | A_PoliV3 | 1 | 5_1110aa.csv | F:\UPOD\Cell_DLE\CSV_files_raw_nieuwe_structuur\2011\sap5_Re\A_res | F:\UPOD\Cell_DLE\CSV_files_raw_nieuwe_structuur\2011\sap5_Re\A_res\5_1110aa.csv | 797
v4 | A_PoliV3 | 1 | 5_1111aa.csv | F:\UPOD\Cell_DLE\CSV_files_raw_nieuwe_structuur\2011\sap5_Re\A_res | F:\UPOD\Cell_DLE\CSV_files_raw_nieuwe_structuur\2011\sap5_Re\A_res\5_1111aa.csv | 1000
v4 | A_PoliV3 | 1 | 5_1111ba.csv | F:\UPOD\Cell_DLE\CSV_files_raw_nieuwe_structuur\2011\sap5_Re\A_res | F:\UPOD\Cell_DLE\CSV_files_raw_nieuwe_structuur\2011\sap5_Re\A_res\5_1111ba.csv | 1061
v4 | A_PoliV3 | 1 | 5_1111ca.csv | F:\UPOD\Cell_DLE\CSV_files_raw_nieuwe_structuur\2011\sap5_Re\A_res | F:\UPOD\Cell_DLE\CSV_files_raw_nieuwe_structuur\2011\sap5_Re\A_res\5_1111ca.csv | 1000
v4 | A_PoliV3 | 1 | 5_1111da.csv | F:\UPOD\Cell_DLE\CSV_files_raw_nieuwe_structuur\2011\sap5_Re\A_res | F:\UPOD\Cell_DLE\CSV_files_raw_nieuwe_structuur\2011\sap5_Re\A_res\5_1111da.csv | 1000
v4 | A_PoliV3 | 1 | 5_1111ea.csv | F:\UPOD\Cell_DLE\CSV_files_raw_nieuwe_structuur\2011\sap5_Re\A_res | F:\UPOD\Cell_DLE\CSV_files_raw_nieuwe_structuur\2011\sap5_Re\A_res\5_1111ea.csv | 1000
v4 | A_PoliV3 | 1 | 5_1112aa.csv | F:\UPOD\Cell_DLE\CSV_files_raw_nieuwe_structuur\2011\sap5_Re\A_res | F:\UPOD\Cell_DLE\CSV_files_raw_nieuwe_structuur\2011\sap5_Re\A_res\5_1112aa.csv | 1000
v4 | A_PoliV3 | 1 | 5_1112ba.csv | F:\UPOD\Cell_DLE\CSV_files_raw_nieuwe_structuur\2011\sap5_Re\A_res | F:\UPOD\Cell_DLE\CSV_files_raw_nieuwe_structuur\2011\sap5_Re\A_res\5_1112ba.csv | 406
v4 | A_PoliV3 | 1 | 5_1112ca.csv | F:\UPOD\Cell_DLE\CSV_files_raw_nieuwe_structuur\2011\sap5_Re\A_res | F:\UPOD\Cell_DLE\CSV_files_raw_nieuwe_structuur\2011\sap5_Re\A_res\5_1112ca.csv | 944
v4 | A_PoliV3 | 1 | 5_1201aa.csv | F:\UPOD\Cell_DLE\CSV_files_raw_nieuwe_structuur\2012\sap5_Re\A_res | F:\UPOD\Cell_DLE\CSV_files_raw_nieuwe_structuur\2012\sap5_Re\A_res\5_1201aa.csv | 320
v4 | A_PoliV3 | 1 | 5_1202aa.csv | F:\UPOD\Cell_DLE\CSV_files_raw_nieuwe_structuur\2012\sap5_Re\A_res | F:\UPOD\Cell_DLE\CSV_files_raw_nieuwe_structuur\2012\sap5_Re\A_res\5_1202aa.csv | 605
v4 | A_PoliV3 | 1 | 5_1203aa.csv | F:\UPOD\Cell_DLE\CSV_files_raw_nieuwe_structuur\2012\sap5_Re\A_res | F:\UPOD\Cell_DLE\CSV_files_raw_nieuwe_structuur\2012\sap5_Re\A_res\5_1203aa.csv | 624
v4 | A_PoliV3 | 1 | 5_1204aa.csv | F:\UPOD\Cell_DLE\CSV_files_raw_nieuwe_structuur\2012\sap5_Re\A_res | F:\UPOD\Cell_DLE\CSV_files_raw_nieuwe_structuur\2012\sap5_Re\A_res\5_1204aa.csv | 628
v4 | A_PoliV3 | 1 | 5_1205aa.csv | F:\UPOD\Cell_DLE\CSV_files_raw_nieuwe_structuur\2012\sap5_Re\A_res | F:\UPOD\Cell_DLE\CSV_files_raw_nieuwe_structuur\2012\sap5_Re\A_res\5_1205aa.csv | 415
v4 | A_PoliV3 | 1 | 5_1206aa.csv | F:\UPOD\Cell_DLE\CSV_files_raw_nieuwe_structuur\2012\sap5_Re\A_res | F:\UPOD\Cell_DLE\CSV_files_raw_nieuwe_structuur\2012\sap5_Re\A_res\5_1206aa.csv | 487
v4 | A_PoliV3 | 1 | 5_1207aa.csv | F:\UPOD\Cell_DLE\CSV_files_raw_nieuwe_structuur\2012\sap5_Re\A_res | F:\UPOD\Cell_DLE\CSV_files_raw_nieuwe_structuur\2012\sap5_Re\A_res\5_1207aa.csv | 578
v4 | A_PoliV3 | 1 | 5_1208aa.csv | F:\UPOD\Cell_DLE\CSV_files_raw_nieuwe_structuur\2012\sap5_Re\A_res | F:\UPOD\Cell_DLE\CSV_files_raw_nieuwe_structuur\2012\sap5_Re\A_res\5_1208aa.csv | 563
v4 | A_PoliV3 | 1 | 5_1209aa.csv | F:\UPOD\Cell_DLE\CSV_files_raw_nieuwe_structuur\2012\sap5_Re\A_res | F:\UPOD\Cell_DLE\CSV_files_raw_nieuwe_structuur\2012\sap5_Re\A_res\5_1209aa.csv | 317
v4 | A_PoliV3 | 1 | 5_1210aa.csv | F:\UPOD\Cell_DLE\CSV_files_raw_nieuwe_structuur\2012\sap5_Re\A_res | F:\UPOD\Cell_DLE\CSV_files_raw_nieuwe_structuur\2012\sap5_Re\A_res\5_1210aa.csv | 477
v4 | A_PoliV3 | 1 | 5_1211aa.csv | F:\UPOD\Cell_DLE\CSV_files_raw_nieuwe_structuur\2012\sap5_Re\A_res | F:\UPOD\Cell_DLE\CSV_files_raw_nieuwe_structuur\2012\sap5_Re\A_res\5_1211aa.csv | 599
v4 | A_PoliV3 | 1 | 5_1212aa.csv | F:\UPOD\Cell_DLE\CSV_files_raw_nieuwe_structuur\2012\sap5_Re\A_res | F:\UPOD\Cell_DLE\CSV_files_raw_nieuwe_structuur\2012\sap5_Re\A_res\5_1212aa.csv | 354
v4 | A_PoliV3 | 1 | 5_1301aa.csv | F:\UPOD\Cell_DLE\CSV_files_raw_nieuwe_structuur\2012\sap5_Re\A_res | F:\UPOD\Cell_DLE\CSV_files_raw_nieuwe_structuur\2012\sap5_Re\A_res\5_1301aa.csv | 312
v4 | A_PoliV3 | 1 | 5_1301ba.csv | F:\UPOD\Cell_DLE\CSV_files_raw_nieuwe_structuur\2013\sap5_re\A_res | F:\UPOD\Cell_DLE\CSV_files_raw_nieuwe_structuur\2013\sap5_re\A_res\5_1301ba.csv | 70
v4 | A_PoliV3 | 1 | 5_1301ca.csv | F:\UPOD\Cell_DLE\CSV_files_raw_nieuwe_structuur\2013\sap5_re\A_res | F:\UPOD\Cell_DLE\CSV_files_raw_nieuwe_structuur\2013\sap5_re\A_res\5_1301ca.csv | 152
v4 | A_PoliV3 | 1 | 5_1302aa.csv | F:\UPOD\Cell_DLE\CSV_files_raw_nieuwe_structuur\2013\sap5_re\A_res | F:\UPOD\Cell_DLE\CSV_files_raw_nieuwe_structuur\2013\sap5_re\A_res\5_1302aa.csv | 194
v4 | A_PoliV3 | 1 | 5_1303aa.csv | F:\UPOD\Cell_DLE\CSV_files_raw_nieuwe_structuur\2013\sap5_re\A_res | F:\UPOD\Cell_DLE\CSV_files_raw_nieuwe_structuur\2013\sap5_re\A_res\5_1303aa.csv | 406
v4 | A_PoliV3 | 1 | 5_1303ba.csv | F:\UPOD\Cell_DLE\CSV_files_raw_nieuwe_structuur\2013\sap5_re\A_res | F:\UPOD\Cell_DLE\CSV_files_raw_nieuwe_structuur\2013\sap5_re\A_res\5_1303ba.csv | 33
v4 | A_PoliV3 | 1 | 5_1303ca.csv | F:\UPOD\Cell_DLE\CSV_files_raw_nieuwe_structuur\2013\sap5_re\A_res | F:\UPOD\Cell_DLE\CSV_files_raw_nieuwe_structuur\2013\sap5_re\A_res\5_1303ca.csv | 69
v4 | A_PoliV3 | 1 | 5_1303ga.csv | F:\UPOD\Cell_DLE\CSV_files_raw_nieuwe_structuur\2013\sap5_re\A_res | F:\UPOD\Cell_DLE\CSV_files_raw_nieuwe_structuur\2013\sap5_re\A_res\5_1303ga.csv | 107
v4 | A_PoliV3 | 1 | 5_1304aa.csv | F:\UPOD\Cell_DLE\CSV_files_raw_nieuwe_structuur\2013\sap5_re\A_res | F:\UPOD\Cell_DLE\CSV_files_raw_nieuwe_structuur\2013\sap5_re\A_res\5_1304aa.csv | 164
v4 | A_PoliV3 | 1 | 5_1304ba.csv | F:\UPOD\Cell_DLE\CSV_files_raw_nieuwe_structuur\2013\sap5_re\A_res | F:\UPOD\Cell_DLE\CSV_files_raw_nieuwe_structuur\2013\sap5_re\A_res\5_1304ba.csv | 354
v4 | A_PoliV3 | 1 | 5_1305aa.csv | F:\UPOD\Cell_DLE\CSV_files_raw_nieuwe_structuur\2013\sap5_re\A_res | F:\UPOD\Cell_DLE\CSV_files_raw_nieuwe_structuur\2013\sap5_re\A_res\5_1305aa.csv | 174
v4 | A_PoliV3 | 1 | 5_1306aa.csv | F:\UPOD\Cell_DLE\CSV_files_raw_nieuwe_structuur\2013\sap5_re\A_res | F:\UPOD\Cell_DLE\CSV_files_raw_nieuwe_structuur\2013\sap5_re\A_res\5_1306aa.csv | 392
v4 | A_PoliV3 | 1 | 5_1307BA.CSV | F:\UPOD\Cell_DLE\CSV_files_raw_nieuwe_structuur\2013\sap5_re\A_res | F:\UPOD\Cell_DLE\CSV_files_raw_nieuwe_structuur\2013\sap5_re\A_res\5_1307BA.CSV | 227
v4 | A_PoliV3 | 1 | 5_1307aa.csv | F:\UPOD\Cell_DLE\CSV_files_raw_nieuwe_structuur\2013\sap5_re\A_res | F:\UPOD\Cell_DLE\CSV_files_raw_nieuwe_structuur\2013\sap5_re\A_res\5_1307aa.csv | 327
v4 | A_PoliV3 | 1 | 5_1308aa.csv | F:\UPOD\Cell_DLE\CSV_files_raw_nieuwe_structuur\2013\sap5_re\A_res | F:\UPOD\Cell_DLE\CSV_files_raw_nieuwe_structuur\2013\sap5_re\A_res\5_1308aa.csv | 363
v4 | A_PoliV3 | 1 | 5_1309aa.csv | F:\UPOD\Cell_DLE\CSV_files_raw_nieuwe_structuur\2013\sap5_re\A_res | F:\UPOD\Cell_DLE\CSV_files_raw_nieuwe_structuur\2013\sap5_re\A_res\5_1309aa.csv | 205
v4 | A_PoliV3 | 1 | 5_1310aa.csv | F:\UPOD\Cell_DLE\CSV_files_raw_nieuwe_structuur\2013\sap5_re\A_res | F:\UPOD\Cell_DLE\CSV_files_raw_nieuwe_structuur\2013\sap5_re\A_res\5_1310aa.csv | 228
v4 | A_PoliV3 | 1 | 5_1310ba.csv | F:\UPOD\Cell_DLE\CSV_files_raw_nieuwe_structuur\2013\sap5_re\A_res | F:\UPOD\Cell_DLE\CSV_files_raw_nieuwe_structuur\2013\sap5_re\A_res\5_1310ba.csv | 176
v4 | A_PoliV3 | 1 | 5_1311aa.csv | F:\UPOD\Cell_DLE\CSV_files_raw_nieuwe_structuur\2013\sap5_re\A_res | F:\UPOD\Cell_DLE\CSV_files_raw_nieuwe_structuur\2013\sap5_re\A_res\5_1311aa.csv | 86
v4 | A_PoliV3 | 1 | 5_1312aa.csv | F:\UPOD\Cell_DLE\CSV_files_raw_nieuwe_structuur\2013\sap5_re\A_res | F:\UPOD\Cell_DLE\CSV_files_raw_nieuwe_structuur\2013\sap5_re\A_res\5_1312aa.csv | 224
v4 | A_PoliV3 | 1 | 6_1310ba.csv | F:\UPOD\Cell_DLE\CSV_files_raw_nieuwe_structuur\2013\sap1_93\A_res | F:\UPOD\Cell_DLE\CSV_files_raw_nieuwe_structuur\2013\sap1_93\A_res\6_1310ba.csv | 48
v4 | A_PoliV3 | 1 | 6_1311aa.csv | F:\UPOD\Cell_DLE\CSV_files_raw_nieuwe_structuur\2013\sap1_93\A_res | F:\UPOD\Cell_DLE\CSV_files_raw_nieuwe_structuur\2013\sap1_93\A_res\6_1311aa.csv | 26
v4 | A_PoliV3 | 1 | 6_1312aa.csv | F:\UPOD\Cell_DLE\CSV_files_raw_nieuwe_structuur\2013\sap1_93\A_res | F:\UPOD\Cell_DLE\CSV_files_raw_nieuwe_structuur\2013\sap1_93\A_res\6_1312aa.csv | 142
v4 | A_PoliV3 | 1 | 6_1312aa.csv | F:\UPOD\Cell_DLE\CSV_files_raw_nieuwe_structuur\2013\sap1_93\m12 | F:\UPOD\Cell_DLE\CSV_files_raw_nieuwe_structuur\2013\sap1_93\m12\6_1312aa.csv | 24
v4 | A_PoliV3 | 1 | 6_1403aa.csv | F:\UPOD\Cell_DLE\CSV_files_raw_nieuwe_structuur\2013\sap1_93\m12 | F:\UPOD\Cell_DLE\CSV_files_raw_nieuwe_structuur\2013\sap1_93\m12\6_1403aa.csv | 337
v4 | A_PoliV3 | 1 | 6_1403aa.csv | F:\UPOD\Cell_DLE\CSV_files_raw_nieuwe_structuur\2014\sap1_93\m03 | F:\UPOD\Cell_DLE\CSV_files_raw_nieuwe_structuur\2014\sap1_93\m03\6_1403aa.csv | 337
v4 | A_PoliV3 | 1 | test.csv | F:\UPOD\Cell_DLE\CSV_files_raw_nieuwe_structuur\2013\sap5_re | F:\UPOD\Cell_DLE\CSV_files_raw_nieuwe_structuur\2013\sap5_re\test.csv | 3
v4 | Full | 3 | 42192az_dlext_20101113_8687_8760.csv | F:\UPOD\Cell_DLE\CSV_files_raw_nieuwe_structuur\2010\sap3_92\m11 | F:\UPOD\Cell_DLE\CSV_files_raw_nieuwe_structuur\2010\sap3_92\m11\42192az_dlext_20101113_8687_8760.csv | 74
v4 | Full | 3 | 42192az_dlext_20101114_8761_8811.csv | F:\UPOD\Cell_DLE\CSV_files_raw_nieuwe_structuur\2010\sap3_92\m11 | F:\UPOD\Cell_DLE\CSV_files_raw_nieuwe_structuur\2010\sap3_92\m11\42192az_dlext_20101114_8761_8811.csv | 51
v4 | Full | 3 | 42192az_dlext_20101115_8812_9013.csv | F:\UPOD\Cell_DLE\CSV_files_raw_nieuwe_structuur\2010\sap3_92\m11 | F:\UPOD\Cell_DLE\CSV_files_raw_nieuwe_structuur\2010\sap3_92\m11\42192az_dlext_20101115_8812_9013.csv | 202
v4 | Full | 3 | 42192az_dlext_20101116_9014_9137.csv | F:\UPOD\Cell_DLE\CSV_files_raw_nieuwe_structuur\2010\sap3_92\m11 | F:\UPOD\Cell_DLE\CSV_files_raw_nieuwe_structuur\2010\sap3_92\m11\42192az_dlext_20101116_9014_9137.csv | 124
v4 | Full | 3 | 42192az_dlext_20101117_9138_9249.csv | F:\UPOD\Cell_DLE\CSV_files_raw_nieuwe_structuur\2010\sap3_92\m11 | F:\UPOD\Cell_DLE\CSV_files_raw_nieuwe_structuur\2010\sap3_92\m11\42192az_dlext_20101117_9138_9249.csv | 112
v4 | Full | 3 | 42192az_dlext_20101118_9250_9408.csv | F:\UPOD\Cell_DLE\CSV_files_raw_nieuwe_structuur\2010\sap3_92\m11 | F:\UPOD\Cell_DLE\CSV_files_raw_nieuwe_structuur\2010\sap3_92\m11\42192az_dlext_20101118_9250_9408.csv | 159
v4 | Full | 3 | 42192az_dlext_20101119_9409_9516.csv | F:\UPOD\Cell_DLE\CSV_files_raw_nieuwe_structuur\2010\sap3_92\m11 | F:\UPOD\Cell_DLE\CSV_files_raw_nieuwe_structuur\2010\sap3_92\m11\42192az_dlext_20101119_9409_9516.csv | 108
v4 | Full | 3 | 42192az_dlext_20101120_9517_9564.csv | F:\UPOD\Cell_DLE\CSV_files_raw_nieuwe_structuur\2010\sap3_92\m11 | F:\UPOD\Cell_DLE\CSV_files_raw_nieuwe_structuur\2010\sap3_92\m11\42192az_dlext_20101120_9517_9564.csv | 48
v4 | Full | 3 | 42192az_dlext_20101121_9565_9617.csv | F:\UPOD\Cell_DLE\CSV_files_raw_nieuwe_structuur\2010\sap3_92\m11 | F:\UPOD\Cell_DLE\CSV_files_raw_nieuwe_structuur\2010\sap3_92\m11\42192az_dlext_20101121_9565_9617.csv | 53
v4 | Full | 3 | 42192az_dlext_20101122_9618_9789.csv | F:\UPOD\Cell_DLE\CSV_files_raw_nieuwe_structuur\2010\sap3_92\m11 | F:\UPOD\Cell_DLE\CSV_files_raw_nieuwe_structuur\2010\sap3_92\m11\42192az_dlext_20101122_9618_9789.csv | 172
v4 | Full | 3 | 42192az_dlext_20101123_9790_9940.csv | F:\UPOD\Cell_DLE\CSV_files_raw_nieuwe_structuur\2010\sap3_92\m11 | F:\UPOD\Cell_DLE\CSV_files_raw_nieuwe_structuur\2010\sap3_92\m11\42192az_dlext_20101123_9790_9940.csv | 151
v4 | Full | 3 | 42192az_dlext_20101124_9941_0040.csv | F:\UPOD\Cell_DLE\CSV_files_raw_nieuwe_structuur\2010\sap3_92\m11 | F:\UPOD\Cell_DLE\CSV_files_raw_nieuwe_structuur\2010\sap3_92\m11\42192az_dlext_20101124_9941_0040.csv | 100
v4 | Full | 3 | 42192az_dlext_20101125_0041_0167.csv | F:\UPOD\Cell_DLE\CSV_files_raw_nieuwe_structuur\2010\sap3_92\m11 | F:\UPOD\Cell_DLE\CSV_files_raw_nieuwe_structuur\2010\sap3_92\m11\42192az_dlext_20101125_0041_0167.csv | 127
v4 | Full | 3 | 42192az_dlext_20101126_0168_0254.csv | F:\UPOD\Cell_DLE\CSV_files_raw_nieuwe_structuur\2010\sap3_92\m11 | F:\UPOD\Cell_DLE\CSV_files_raw_nieuwe_structuur\2010\sap3_92\m11\42192az_dlext_20101126_0168_0254.csv | 87
v4 | Full | 3 | 42192az_dlext_20101127_0255_0312.csv | F:\UPOD\Cell_DLE\CSV_files_raw_nieuwe_structuur\2010\sap3_92\m11 | F:\UPOD\Cell_DLE\CSV_files_raw_nieuwe_structuur\2010\sap3_92\m11\42192az_dlext_20101127_0255_0312.csv | 58
v4 | Full | 3 | 42192az_dlext_20101128_0313_0364.csv | F:\UPOD\Cell_DLE\CSV_files_raw_nieuwe_structuur\2010\sap3_92\m11 | F:\UPOD\Cell_DLE\CSV_files_raw_nieuwe_structuur\2010\sap3_92\m11\42192az_dlext_20101128_0313_0364.csv | 52
v4 | Full | 3 | 42192az_dlext_20101129_0365_0464.csv | F:\UPOD\Cell_DLE\CSV_files_raw_nieuwe_structuur\2010\sap3_92\m11 | F:\UPOD\Cell_DLE\CSV_files_raw_nieuwe_structuur\2010\sap3_92\m11\42192az_dlext_20101129_0365_0464.csv | 100
v4 | Full | 3 | 42192az_dlext_20101130_0465_0556.csv | F:\UPOD\Cell_DLE\CSV_files_raw_nieuwe_structuur\2010\sap3_92\m11 | F:\UPOD\Cell_DLE\CSV_files_raw_nieuwe_structuur\2010\sap3_92\m11\42192az_dlext_20101130_0465_0556.csv | 92
v4 | Full | 3 | 42192az_dlext_20101201_0557_0690.csv | F:\UPOD\Cell_DLE\CSV_files_raw_nieuwe_structuur\2010\sap3_92\m12 | F:\UPOD\Cell_DLE\CSV_files_raw_nieuwe_structuur\2010\sap3_92\m12\42192az_dlext_20101201_0557_0690.csv | 134
v4 | Full | 3 | 42192az_dlext_20101202_0691_0801.csv | F:\UPOD\Cell_DLE\CSV_files_raw_nieuwe_structuur\2010\sap3_92\m12 | F:\UPOD\Cell_DLE\CSV_files_raw_nieuwe_structuur\2010\sap3_92\m12\42192az_dlext_20101202_0691_0801.csv | 111
v4 | Full | 3 | 42192az_dlext_20101203_0802_0899.csv | F:\UPOD\Cell_DLE\CSV_files_raw_nieuwe_structuur\2010\sap3_92\m12 | F:\UPOD\Cell_DLE\CSV_files_raw_nieuwe_structuur\2010\sap3_92\m12\42192az_dlext_20101203_0802_0899.csv | 98
v4 | Full | 3 | 42192az_dlext_20101204_0900_0961.csv | F:\UPOD\Cell_DLE\CSV_files_raw_nieuwe_structuur\2010\sap3_92\m12 | F:\UPOD\Cell_DLE\CSV_files_raw_nieuwe_structuur\2010\sap3_92\m12\42192az_dlext_20101204_0900_0961.csv | 62
v4 | Full | 3 | 42192az_dlext_20101205_0962_1012.csv | F:\UPOD\Cell_DLE\CSV_files_raw_nieuwe_structuur\2010\sap3_92\m12 | F:\UPOD\Cell_DLE\CSV_files_raw_nieuwe_structuur\2010\sap3_92\m12\42192az_dlext_20101205_0962_1012.csv | 51
v4 | Full | 3 | 42192az_dlext_20101206_1013_1150.csv | F:\UPOD\Cell_DLE\CSV_files_raw_nieuwe_structuur\2010\sap3_92\m12 | F:\UPOD\Cell_DLE\CSV_files_raw_nieuwe_structuur\2010\sap3_92\m12\42192az_dlext_20101206_1013_1150.csv | 138
v4 | Full | 3 | 42192az_dlext_20101207_1151_1276.csv | F:\UPOD\Cell_DLE\CSV_files_raw_nieuwe_structuur\2010\sap3_92\m12 | F:\UPOD\Cell_DLE\CSV_files_raw_nieuwe_structuur\2010\sap3_92\m12\42192az_dlext_20101207_1151_1276.csv | 126
v4 | Full | 3 | 42192az_dlext_20101208_1277_1425.csv | F:\UPOD\Cell_DLE\CSV_files_raw_nieuwe_structuur\2010\sap3_92\m12 | F:\UPOD\Cell_DLE\CSV_files_raw_nieuwe_structuur\2010\sap3_92\m12\42192az_dlext_20101208_1277_1425.csv | 149
v4 | Full | 3 | 42192az_dlext_20101209_1426_1524.csv | F:\UPOD\Cell_DLE\CSV_files_raw_nieuwe_structuur\2010\sap3_92\m12 | F:\UPOD\Cell_DLE\CSV_files_raw_nieuwe_structuur\2010\sap3_92\m12\42192az_dlext_20101209_1426_1524.csv | 99
v4 | Full | 3 | 42192az_dlext_20101210_1525_1614.csv | F:\UPOD\Cell_DLE\CSV_files_raw_nieuwe_structuur\2010\sap3_92\m12 | F:\UPOD\Cell_DLE\CSV_files_raw_nieuwe_structuur\2010\sap3_92\m12\42192az_dlext_20101210_1525_1614.csv | 90
v4 | Full | 3 | 42192az_dlext_20101211_1615_1671.csv | F:\UPOD\Cell_DLE\CSV_files_raw_nieuwe_structuur\2010\sap3_92\m12 | F:\UPOD\Cell_DLE\CSV_files_raw_nieuwe_structuur\2010\sap3_92\m12\42192az_dlext_20101211_1615_1671.csv | 57
v4 | Full | 3 | 42192az_dlext_20101212_1672_1727.csv | F:\UPOD\Cell_DLE\CSV_files_raw_nieuwe_structuur\2010\sap3_92\m12 | F:\UPOD\Cell_DLE\CSV_files_raw_nieuwe_structuur\2010\sap3_92\m12\42192az_dlext_20101212_1672_1727.csv | 56
v4 | Full | 3 | 42192az_dlext_20101213_1728_1852.csv | F:\UPOD\Cell_DLE\CSV_files_raw_nieuwe_structuur\2010\sap3_92\m12 | F:\UPOD\Cell_DLE\CSV_files_raw_nieuwe_structuur\2010\sap3_92\m12\42192az_dlext_20101213_1728_1852.csv | 125
v4 | Full | 3 | 42192az_dlext_20101214_1853_1975.csv | F:\UPOD\Cell_DLE\CSV_files_raw_nieuwe_structuur\2010\sap3_92\m12 | F:\UPOD\Cell_DLE\CSV_files_raw_nieuwe_structuur\2010\sap3_92\m12\42192az_dlext_20101214_1853_1975.csv | 123
v4 | Full | 3 | 42192az_dlext_20101215_1976_2115.csv | F:\UPOD\Cell_DLE\CSV_files_raw_nieuwe_structuur\2010\sap3_92\m12 | F:\UPOD\Cell_DLE\CSV_files_raw_nieuwe_structuur\2010\sap3_92\m12\42192az_dlext_20101215_1976_2115.csv | 140
v4 | Full | 3 | 42192az_dlext_20101216_2116_2227.csv | F:\UPOD\Cell_DLE\CSV_files_raw_nieuwe_structuur\2010\sap3_92\m12 | F:\UPOD\Cell_DLE\CSV_files_raw_nieuwe_structuur\2010\sap3_92\m12\42192az_dlext_20101216_2116_2227.csv | 112
v4 | Full | 3 | 42192az_dlext_20101217_2228_2339.csv | F:\UPOD\Cell_DLE\CSV_files_raw_nieuwe_structuur\2010\sap3_92\m12 | F:\UPOD\Cell_DLE\CSV_files_raw_nieuwe_structuur\2010\sap3_92\m12\42192az_dlext_20101217_2228_2339.csv | 112
v4 | Full | 3 | 42192az_dlext_20101218_2340_2394.csv | F:\UPOD\Cell_DLE\CSV_files_raw_nieuwe_structuur\2010\sap3_92\m12 | F:\UPOD\Cell_DLE\CSV_files_raw_nieuwe_structuur\2010\sap3_92\m12\42192az_dlext_20101218_2340_2394.csv | 55
v4 | Full | 3 | 42192az_dlext_20101219_2395_2454.csv | F:\UPOD\Cell_DLE\CSV_files_raw_nieuwe_structuur\2010\sap3_92\m12 | F:\UPOD\Cell_DLE\CSV_files_raw_nieuwe_structuur\2010\sap3_92\m12\42192az_dlext_20101219_2395_2454.csv | 60
v4 | Full | 3 | 42192az_dlext_20101220_2455_2580.csv | F:\UPOD\Cell_DLE\CSV_files_raw_nieuwe_structuur\2010\sap3_92\m12 | F:\UPOD\Cell_DLE\CSV_files_raw_nieuwe_structuur\2010\sap3_92\m12\42192az_dlext_20101220_2455_2580.csv | 126
v4 | Full | 3 | 42192az_dlext_20101221_2581_2683.csv | F:\UPOD\Cell_DLE\CSV_files_raw_nieuwe_structuur\2010\sap3_92\m12 | F:\UPOD\Cell_DLE\CSV_files_raw_nieuwe_structuur\2010\sap3_92\m12\42192az_dlext_20101221_2581_2683.csv | 103
v4 | Full | 3 | 42192az_dlext_20101222_2684_2802.csv | F:\UPOD\Cell_DLE\CSV_files_raw_nieuwe_structuur\2010\sap3_92\m12 | F:\UPOD\Cell_DLE\CSV_files_raw_nieuwe_structuur\2010\sap3_92\m12\42192az_dlext_20101222_2684_2802.csv | 119
v4 | Full | 3 | 42192az_dlext_20101223_2803_2919.csv | F:\UPOD\Cell_DLE\CSV_files_raw_nieuwe_structuur\2010\sap3_92\m12 | F:\UPOD\Cell_DLE\CSV_files_raw_nieuwe_structuur\2010\sap3_92\m12\42192az_dlext_20101223_2803_2919.csv | 117
v4 | Full | 3 | 42192az_dlext_20101224_2920_3051.csv | F:\UPOD\Cell_DLE\CSV_files_raw_nieuwe_structuur\2010\sap3_92\m12 | F:\UPOD\Cell_DLE\CSV_files_raw_nieuwe_structuur\2010\sap3_92\m12\42192az_dlext_20101224_2920_3051.csv | 132
v4 | Full | 3 | 42192az_dlext_20101225_3052_3110.csv | F:\UPOD\Cell_DLE\CSV_files_raw_nieuwe_structuur\2010\sap3_92\m12 | F:\UPOD\Cell_DLE\CSV_files_raw_nieuwe_structuur\2010\sap3_92\m12\42192az_dlext_20101225_3052_3110.csv | 59
v4 | Full | 3 | 42192az_dlext_20101226_3111_3167.csv | F:\UPOD\Cell_DLE\CSV_files_raw_nieuwe_structuur\2010\sap3_92\m12 | F:\UPOD\Cell_DLE\CSV_files_raw_nieuwe_structuur\2010\sap3_92\m12\42192az_dlext_20101226_3111_3167.csv | 57
v4 | Full | 3 | 42192az_dlext_20101227_3168_3287.csv | F:\UPOD\Cell_DLE\CSV_files_raw_nieuwe_structuur\2010\sap3_92\m12 | F:\UPOD\Cell_DLE\CSV_files_raw_nieuwe_structuur\2010\sap3_92\m12\42192az_dlext_20101227_3168_3287.csv | 120
v4 | Full | 3 | 42192az_dlext_20101228_3288_3379.csv | F:\UPOD\Cell_DLE\CSV_files_raw_nieuwe_structuur\2010\sap3_92\m12 | F:\UPOD\Cell_DLE\CSV_files_raw_nieuwe_structuur\2010\sap3_92\m12\42192az_dlext_20101228_3288_3379.csv | 92
v4 | Full | 3 | 42192az_dlext_20101229_3380_3441.csv | F:\UPOD\Cell_DLE\CSV_files_raw_nieuwe_structuur\2010\sap3_92\m12 | F:\UPOD\Cell_DLE\CSV_files_raw_nieuwe_structuur\2010\sap3_92\m12\42192az_dlext_20101229_3380_3441.csv | 62
v4 | Full | 3 | 42192az_dlext_20101230_3442_3540.csv | F:\UPOD\Cell_DLE\CSV_files_raw_nieuwe_structuur\2010\sap3_92\m12 | F:\UPOD\Cell_DLE\CSV_files_raw_nieuwe_structuur\2010\sap3_92\m12\42192az_dlext_20101230_3442_3540.csv | 99
v4 | Full | 3 | 42192az_dlext_20101231_3541_3626.csv | F:\UPOD\Cell_DLE\CSV_files_raw_nieuwe_structuur\2010\sap3_92\m12 | F:\UPOD\Cell_DLE\CSV_files_raw_nieuwe_structuur\2010\sap3_92\m12\42192az_dlext_20101231_3541_3626.csv | 86
v4 | Full | 3 | 42192az_dlext_20110101_3627_3678.csv | F:\UPOD\Cell_DLE\CSV_files_raw_nieuwe_structuur\2011\sap3_92\m01 | F:\UPOD\Cell_DLE\CSV_files_raw_nieuwe_structuur\2011\sap3_92\m01\42192az_dlext_20110101_3627_3678.csv | 52
v4 | Full | 3 | 42192az_dlext_20110102_3679_3735.csv | F:\UPOD\Cell_DLE\CSV_files_raw_nieuwe_structuur\2011\sap3_92\m01 | F:\UPOD\Cell_DLE\CSV_files_raw_nieuwe_structuur\2011\sap3_92\m01\42192az_dlext_20110102_3679_3735.csv | 57
v4 | Full | 3 | 42192az_dlext_20110103_3736_3948.csv | F:\UPOD\Cell_DLE\CSV_files_raw_nieuwe_structuur\2011\sap3_92\m01 | F:\UPOD\Cell_DLE\CSV_files_raw_nieuwe_structuur\2011\sap3_92\m01\42192az_dlext_20110103_3736_3948.csv | 213
v4 | Full | 3 | 42192az_dlext_20110104_3949_4067.csv | F:\UPOD\Cell_DLE\CSV_files_raw_nieuwe_structuur\2011\sap3_92\m01 | F:\UPOD\Cell_DLE\CSV_files_raw_nieuwe_structuur\2011\sap3_92\m01\42192az_dlext_20110104_3949_4067.csv | 119
v4 | Full | 3 | 42192az_dlext_20110105_4068_4147.csv | F:\UPOD\Cell_DLE\CSV_files_raw_nieuwe_structuur\2011\sap3_92\m01 | F:\UPOD\Cell_DLE\CSV_files_raw_nieuwe_structuur\2011\sap3_92\m01\42192az_dlext_20110105_4068_4147.csv | 80
v4 | Full | 3 | 42192az_dlext_20110106_4207_4259.csv | F:\UPOD\Cell_DLE\CSV_files_raw_nieuwe_structuur\2011\sap3_92\m01 | F:\UPOD\Cell_DLE\CSV_files_raw_nieuwe_structuur\2011\sap3_92\m01\42192az_dlext_20110106_4207_4259.csv | 53
v4 | Full | 3 | 42192az_dlext_20110107_4260_4365.csv | F:\UPOD\Cell_DLE\CSV_files_raw_nieuwe_structuur\2011\sap3_92\m01 | F:\UPOD\Cell_DLE\CSV_files_raw_nieuwe_structuur\2011\sap3_92\m01\42192az_dlext_20110107_4260_4365.csv | 106
v4 | Full | 3 | 42192az_dlext_20110108_4366_4434.csv | F:\UPOD\Cell_DLE\CSV_files_raw_nieuwe_structuur\2011\sap3_92\m01 | F:\UPOD\Cell_DLE\CSV_files_raw_nieuwe_structuur\2011\sap3_92\m01\42192az_dlext_20110108_4366_4434.csv | 69
v4 | Full | 3 | 42192az_dlext_20110109_4435_4511.csv | F:\UPOD\Cell_DLE\CSV_files_raw_nieuwe_structuur\2011\sap3_92\m01 | F:\UPOD\Cell_DLE\CSV_files_raw_nieuwe_structuur\2011\sap3_92\m01\42192az_dlext_20110109_4435_4511.csv | 77
v4 | Full | 3 | 42192az_dlext_20110110_4512_4713.csv | F:\UPOD\Cell_DLE\CSV_files_raw_nieuwe_structuur\2011\sap3_92\m01 | F:\UPOD\Cell_DLE\CSV_files_raw_nieuwe_structuur\2011\sap3_92\m01\42192az_dlext_20110110_4512_4713.csv | 202
v4 | Full | 3 | 42192az_dlext_20110111_4714_4812.csv | F:\UPOD\Cell_DLE\CSV_files_raw_nieuwe_structuur\2011\sap3_92\m01 | F:\UPOD\Cell_DLE\CSV_files_raw_nieuwe_structuur\2011\sap3_92\m01\42192az_dlext_20110111_4714_4812.csv | 99
v4 | Full | 3 | 42192az_dlext_20110112_4813_4901.csv | F:\UPOD\Cell_DLE\CSV_files_raw_nieuwe_structuur\2011\sap3_92\m01 | F:\UPOD\Cell_DLE\CSV_files_raw_nieuwe_structuur\2011\sap3_92\m01\42192az_dlext_20110112_4813_4901.csv | 89
v4 | Full | 3 | 42192az_dlext_20110113_4902_5071.csv | F:\UPOD\Cell_DLE\CSV_files_raw_nieuwe_structuur\2011\sap3_92\m01 | F:\UPOD\Cell_DLE\CSV_files_raw_nieuwe_structuur\2011\sap3_92\m01\42192az_dlext_20110113_4902_5071.csv | 170
v4 | Full | 3 | 42192az_dlext_20110114_5072_5273.csv | F:\UPOD\Cell_DLE\CSV_files_raw_nieuwe_structuur\2011\sap3_92\m01 | F:\UPOD\Cell_DLE\CSV_files_raw_nieuwe_structuur\2011\sap3_92\m01\42192az_dlext_20110114_5072_5273.csv | 202
v4 | Full | 3 | 42192az_dlext_20110115_5274_5327.csv | F:\UPOD\Cell_DLE\CSV_files_raw_nieuwe_structuur\2011\sap3_92\m01 | F:\UPOD\Cell_DLE\CSV_files_raw_nieuwe_structuur\2011\sap3_92\m01\42192az_dlext_20110115_5274_5327.csv | 54
v4 | Full | 3 | 42192az_dlext_20110116_5328_5376.csv | F:\UPOD\Cell_DLE\CSV_files_raw_nieuwe_structuur\2011\sap3_92\m01 | F:\UPOD\Cell_DLE\CSV_files_raw_nieuwe_structuur\2011\sap3_92\m01\42192az_dlext_20110116_5328_5376.csv | 49
v4 | Full | 3 | 42192az_dlext_20110117_5377_5493.csv | F:\UPOD\Cell_DLE\CSV_files_raw_nieuwe_structuur\2011\sap3_92\m01 | F:\UPOD\Cell_DLE\CSV_files_raw_nieuwe_structuur\2011\sap3_92\m01\42192az_dlext_20110117_5377_5493.csv | 117
v4 | Full | 3 | 42192az_dlext_20110118_5494_5575.csv | F:\UPOD\Cell_DLE\CSV_files_raw_nieuwe_structuur\2011\sap3_92\m01 | F:\UPOD\Cell_DLE\CSV_files_raw_nieuwe_structuur\2011\sap3_92\m01\42192az_dlext_20110118_5494_5575.csv | 82
v4 | Full | 3 | 42192az_dlext_20110119_5576_5702.csv | F:\UPOD\Cell_DLE\CSV_files_raw_nieuwe_structuur\2011\sap3_92\m01 | F:\UPOD\Cell_DLE\CSV_files_raw_nieuwe_structuur\2011\sap3_92\m01\42192az_dlext_20110119_5576_5702.csv | 127
v4 | Full | 3 | 42192az_dlext_20110120_5703_5897.csv | F:\UPOD\Cell_DLE\CSV_files_raw_nieuwe_structuur\2011\sap3_92\m01 | F:\UPOD\Cell_DLE\CSV_files_raw_nieuwe_structuur\2011\sap3_92\m01\42192az_dlext_20110120_5703_5897.csv | 195
v4 | Full | 3 | 42192az_dlext_20110121_5898_5986.csv | F:\UPOD\Cell_DLE\CSV_files_raw_nieuwe_structuur\2011\sap3_92\m01 | F:\UPOD\Cell_DLE\CSV_files_raw_nieuwe_structuur\2011\sap3_92\m01\42192az_dlext_20110121_5898_5986.csv | 89
v4 | Full | 3 | 42192az_dlext_20110122_5987_6029.csv | F:\UPOD\Cell_DLE\CSV_files_raw_nieuwe_structuur\2011\sap3_92\m01 | F:\UPOD\Cell_DLE\CSV_files_raw_nieuwe_structuur\2011\sap3_92\m01\42192az_dlext_20110122_5987_6029.csv | 43
v4 | Full | 3 | 42192az_dlext_20110123_6030_6080.csv | F:\UPOD\Cell_DLE\CSV_files_raw_nieuwe_structuur\2011\sap3_92\m01 | F:\UPOD\Cell_DLE\CSV_files_raw_nieuwe_structuur\2011\sap3_92\m01\42192az_dlext_20110123_6030_6080.csv | 51
v4 | Full | 3 | 42192az_dlext_20110124_6081_6268.csv | F:\UPOD\Cell_DLE\CSV_files_raw_nieuwe_structuur\2011\sap3_92\m01 | F:\UPOD\Cell_DLE\CSV_files_raw_nieuwe_structuur\2011\sap3_92\m01\42192az_dlext_20110124_6081_6268.csv | 188
v4 | Full | 3 | 42192az_dlext_20110125_6269_6384.csv | F:\UPOD\Cell_DLE\CSV_files_raw_nieuwe_structuur\2011\sap3_92\m01 | F:\UPOD\Cell_DLE\CSV_files_raw_nieuwe_structuur\2011\sap3_92\m01\42192az_dlext_20110125_6269_6384.csv | 116
v4 | Full | 3 | 42192az_dlext_20110126_6385_6511.csv | F:\UPOD\Cell_DLE\CSV_files_raw_nieuwe_structuur\2011\sap3_92\m01 | F:\UPOD\Cell_DLE\CSV_files_raw_nieuwe_structuur\2011\sap3_92\m01\42192az_dlext_20110126_6385_6511.csv | 127
v4 | Full | 3 | 42192az_dlext_20110127_6512_6622.csv | F:\UPOD\Cell_DLE\CSV_files_raw_nieuwe_structuur\2011\sap3_92\m01 | F:\UPOD\Cell_DLE\CSV_files_raw_nieuwe_structuur\2011\sap3_92\m01\42192az_dlext_20110127_6512_6622.csv | 111
v4 | Full | 3 | 42192az_dlext_20110128_6623_6763.csv | F:\UPOD\Cell_DLE\CSV_files_raw_nieuwe_structuur\2011\sap3_92\m01 | F:\UPOD\Cell_DLE\CSV_files_raw_nieuwe_structuur\2011\sap3_92\m01\42192az_dlext_20110128_6623_6763.csv | 141
v4 | Full | 3 | 42192az_dlext_20110129_6764_6830.csv | F:\UPOD\Cell_DLE\CSV_files_raw_nieuwe_structuur\2011\sap3_92\m01 | F:\UPOD\Cell_DLE\CSV_files_raw_nieuwe_structuur\2011\sap3_92\m01\42192az_dlext_20110129_6764_6830.csv | 67
v4 | Full | 3 | 42192az_dlext_20110130_6831_6882.csv | F:\UPOD\Cell_DLE\CSV_files_raw_nieuwe_structuur\2011\sap3_92\m01 | F:\UPOD\Cell_DLE\CSV_files_raw_nieuwe_structuur\2011\sap3_92\m01\42192az_dlext_20110130_6831_6882.csv | 52
v4 | Full | 3 | 42192az_dlext_20110131_6883_7053.csv | F:\UPOD\Cell_DLE\CSV_files_raw_nieuwe_structuur\2011\sap3_92\m01 | F:\UPOD\Cell_DLE\CSV_files_raw_nieuwe_structuur\2011\sap3_92\m01\42192az_dlext_20110131_6883_7053.csv | 171
v4 | Full | 3 | 42192az_dlext_20110201_7054_7138.csv | F:\UPOD\Cell_DLE\CSV_files_raw_nieuwe_structuur\2011\sap3_92\m02 | F:\UPOD\Cell_DLE\CSV_files_raw_nieuwe_structuur\2011\sap3_92\m02\42192az_dlext_20110201_7054_7138.csv | 85
v4 | Full | 3 | 42192az_dlext_20110202_7139_7278.csv | F:\UPOD\Cell_DLE\CSV_files_raw_nieuwe_structuur\2011\sap3_92\m02 | F:\UPOD\Cell_DLE\CSV_files_raw_nieuwe_structuur\2011\sap3_92\m02\42192az_dlext_20110202_7139_7278.csv | 140
v4 | Full | 3 | 42192az_dlext_20110203_7279_7370.csv | F:\UPOD\Cell_DLE\CSV_files_raw_nieuwe_structuur\2011\sap3_92\m02 | F:\UPOD\Cell_DLE\CSV_files_raw_nieuwe_structuur\2011\sap3_92\m02\42192az_dlext_20110203_7279_7370.csv | 92
v4 | Full | 3 | 42192az_dlext_20110204_7371_7480.csv | F:\UPOD\Cell_DLE\CSV_files_raw_nieuwe_structuur\2011\sap3_92\m02 | F:\UPOD\Cell_DLE\CSV_files_raw_nieuwe_structuur\2011\sap3_92\m02\42192az_dlext_20110204_7371_7480.csv | 110
v4 | Full | 3 | 42192az_dlext_20110205_7481_7543.csv | F:\UPOD\Cell_DLE\CSV_files_raw_nieuwe_structuur\2011\sap3_92\m02 | F:\UPOD\Cell_DLE\CSV_files_raw_nieuwe_structuur\2011\sap3_92\m02\42192az_dlext_20110205_7481_7543.csv | 63
v4 | Full | 3 | 42192az_dlext_20110206_7544_7608.csv | F:\UPOD\Cell_DLE\CSV_files_raw_nieuwe_structuur\2011\sap3_92\m02 | F:\UPOD\Cell_DLE\CSV_files_raw_nieuwe_structuur\2011\sap3_92\m02\42192az_dlext_20110206_7544_7608.csv | 65
v4 | Full | 3 | 42192az_dlext_20110207_7609_7745.csv | F:\UPOD\Cell_DLE\CSV_files_raw_nieuwe_structuur\2011\sap3_92\m02 | F:\UPOD\Cell_DLE\CSV_files_raw_nieuwe_structuur\2011\sap3_92\m02\42192az_dlext_20110207_7609_7745.csv | 137
v4 | Full | 3 | 42192az_dlext_20110208_7746_7864.csv | F:\UPOD\Cell_DLE\CSV_files_raw_nieuwe_structuur\2011\sap3_92\m02 | F:\UPOD\Cell_DLE\CSV_files_raw_nieuwe_structuur\2011\sap3_92\m02\42192az_dlext_20110208_7746_7864.csv | 119
v4 | Full | 3 | 42192az_dlext_20110209_7865_7981.csv | F:\UPOD\Cell_DLE\CSV_files_raw_nieuwe_structuur\2011\sap3_92\m02 | F:\UPOD\Cell_DLE\CSV_files_raw_nieuwe_structuur\2011\sap3_92\m02\42192az_dlext_20110209_7865_7981.csv | 117
v4 | Full | 3 | 42192az_dlext_20110210_7982_8105.csv | F:\UPOD\Cell_DLE\CSV_files_raw_nieuwe_structuur\2011\sap3_92\m02 | F:\UPOD\Cell_DLE\CSV_files_raw_nieuwe_structuur\2011\sap3_92\m02\42192az_dlext_20110210_7982_8105.csv | 124
v4 | Full | 3 | 42192az_dlext_20110211_8106_8220.csv | F:\UPOD\Cell_DLE\CSV_files_raw_nieuwe_structuur\2011\sap3_92\m02 | F:\UPOD\Cell_DLE\CSV_files_raw_nieuwe_structuur\2011\sap3_92\m02\42192az_dlext_20110211_8106_8220.csv | 115
v4 | Full | 3 | 42192az_dlext_20110212_8221_8279.csv | F:\UPOD\Cell_DLE\CSV_files_raw_nieuwe_structuur\2011\sap3_92\m02 | F:\UPOD\Cell_DLE\CSV_files_raw_nieuwe_structuur\2011\sap3_92\m02\42192az_dlext_20110212_8221_8279.csv | 59
v4 | Full | 3 | 42192az_dlext_20110213_8280_8346.csv | F:\UPOD\Cell_DLE\CSV_files_raw_nieuwe_structuur\2011\sap3_92\m02 | F:\UPOD\Cell_DLE\CSV_files_raw_nieuwe_structuur\2011\sap3_92\m02\42192az_dlext_20110213_8280_8346.csv | 67
v4 | Full | 3 | 42192az_dlext_20110214_8347_8486.csv | F:\UPOD\Cell_DLE\CSV_files_raw_nieuwe_structuur\2011\sap3_92\m02 | F:\UPOD\Cell_DLE\CSV_files_raw_nieuwe_structuur\2011\sap3_92\m02\42192az_dlext_20110214_8347_8486.csv | 140
v4 | Full | 3 | 42192az_dlext_20110215_8487_8606.csv | F:\UPOD\Cell_DLE\CSV_files_raw_nieuwe_structuur\2011\sap3_92\m02 | F:\UPOD\Cell_DLE\CSV_files_raw_nieuwe_structuur\2011\sap3_92\m02\42192az_dlext_20110215_8487_8606.csv | 120
v4 | Full | 3 | 42192az_dlext_20110216_8607_8716.csv | F:\UPOD\Cell_DLE\CSV_files_raw_nieuwe_structuur\2011\sap3_92\m02 | F:\UPOD\Cell_DLE\CSV_files_raw_nieuwe_structuur\2011\sap3_92\m02\42192az_dlext_20110216_8607_8716.csv | 110
v4 | Full | 3 | 42192az_dlext_20110217_8717_8846.csv | F:\UPOD\Cell_DLE\CSV_files_raw_nieuwe_structuur\2011\sap3_92\m02 | F:\UPOD\Cell_DLE\CSV_files_raw_nieuwe_structuur\2011\sap3_92\m02\42192az_dlext_20110217_8717_8846.csv | 130
v4 | Full | 3 | 42192az_dlext_20110218_8847_8971.csv | F:\UPOD\Cell_DLE\CSV_files_raw_nieuwe_structuur\2011\sap3_92\m02 | F:\UPOD\Cell_DLE\CSV_files_raw_nieuwe_structuur\2011\sap3_92\m02\42192az_dlext_20110218_8847_8971.csv | 125
v4 | Full | 3 | 42192az_dlext_20110219_8972_9038.csv | F:\UPOD\Cell_DLE\CSV_files_raw_nieuwe_structuur\2011\sap3_92\m02 | F:\UPOD\Cell_DLE\CSV_files_raw_nieuwe_structuur\2011\sap3_92\m02\42192az_dlext_20110219_8972_9038.csv | 67
v4 | Full | 3 | 42192az_dlext_20110220_9039_9108.csv | F:\UPOD\Cell_DLE\CSV_files_raw_nieuwe_structuur\2011\sap3_92\m02 | F:\UPOD\Cell_DLE\CSV_files_raw_nieuwe_structuur\2011\sap3_92\m02\42192az_dlext_20110220_9039_9108.csv | 70
v4 | Full | 3 | 42192az_dlext_20110221_9109_9244.csv | F:\UPOD\Cell_DLE\CSV_files_raw_nieuwe_structuur\2011\sap3_92\m02 | F:\UPOD\Cell_DLE\CSV_files_raw_nieuwe_structuur\2011\sap3_92\m02\42192az_dlext_20110221_9109_9244.csv | 136
v4 | Full | 3 | 42192az_dlext_20110222_9245_9365.csv | F:\UPOD\Cell_DLE\CSV_files_raw_nieuwe_structuur\2011\sap3_92\m02 | F:\UPOD\Cell_DLE\CSV_files_raw_nieuwe_structuur\2011\sap3_92\m02\42192az_dlext_20110222_9245_9365.csv | 121
v4 | Full | 3 | 42192az_dlext_20110223_9366_9467.csv | F:\UPOD\Cell_DLE\CSV_files_raw_nieuwe_structuur\2011\sap3_92\m02 | F:\UPOD\Cell_DLE\CSV_files_raw_nieuwe_structuur\2011\sap3_92\m02\42192az_dlext_20110223_9366_9467.csv | 102
v4 | Full | 3 | 42192az_dlext_20110224_9468_9561.csv | F:\UPOD\Cell_DLE\CSV_files_raw_nieuwe_structuur\2011\sap3_92\m02 | F:\UPOD\Cell_DLE\CSV_files_raw_nieuwe_structuur\2011\sap3_92\m02\42192az_dlext_20110224_9468_9561.csv | 94
v4 | Full | 3 | 42192az_dlext_20110225_9562_9670.csv | F:\UPOD\Cell_DLE\CSV_files_raw_nieuwe_structuur\2011\sap3_92\m02 | F:\UPOD\Cell_DLE\CSV_files_raw_nieuwe_structuur\2011\sap3_92\m02\42192az_dlext_20110225_9562_9670.csv | 109
v4 | Full | 3 | 42192az_dlext_20110226_9671_9731.csv | F:\UPOD\Cell_DLE\CSV_files_raw_nieuwe_structuur\2011\sap3_92\m02 | F:\UPOD\Cell_DLE\CSV_files_raw_nieuwe_structuur\2011\sap3_92\m02\42192az_dlext_20110226_9671_9731.csv | 61
v4 | Full | 3 | 42192az_dlext_20110227_9732_9792.csv | F:\UPOD\Cell_DLE\CSV_files_raw_nieuwe_structuur\2011\sap3_92\m02 | F:\UPOD\Cell_DLE\CSV_files_raw_nieuwe_structuur\2011\sap3_92\m02\42192az_dlext_20110227_9732_9792.csv | 61
v4 | Full | 3 | 42192az_dlext_20110228_9793_9950.csv | F:\UPOD\Cell_DLE\CSV_files_raw_nieuwe_structuur\2011\sap3_92\m02 | F:\UPOD\Cell_DLE\CSV_files_raw_nieuwe_structuur\2011\sap3_92\m02\42192az_dlext_20110228_9793_9950.csv | 158
v4 | Full | 3 | 42192az_dlext_20110301_9951_0031.csv | F:\UPOD\Cell_DLE\CSV_files_raw_nieuwe_structuur\2011\sap3_92\m03 | F:\UPOD\Cell_DLE\CSV_files_raw_nieuwe_structuur\2011\sap3_92\m03\42192az_dlext_20110301_9951_0031.csv | 81
v4 | Full | 3 | 42192az_dlext_20110302_0032_0136.csv | F:\UPOD\Cell_DLE\CSV_files_raw_nieuwe_structuur\2011\sap3_92\m03 | F:\UPOD\Cell_DLE\CSV_files_raw_nieuwe_structuur\2011\sap3_92\m03\42192az_dlext_20110302_0032_0136.csv | 105
v4 | Full | 3 | 42192az_dlext_20110303_0137_0255.csv | F:\UPOD\Cell_DLE\CSV_files_raw_nieuwe_structuur\2011\sap3_92\m03 | F:\UPOD\Cell_DLE\CSV_files_raw_nieuwe_structuur\2011\sap3_92\m03\42192az_dlext_20110303_0137_0255.csv | 119
v4 | Full | 3 | 42192az_dlext_20110304_0256_0389.csv | F:\UPOD\Cell_DLE\CSV_files_raw_nieuwe_structuur\2011\sap3_92\m03 | F:\UPOD\Cell_DLE\CSV_files_raw_nieuwe_structuur\2011\sap3_92\m03\42192az_dlext_20110304_0256_0389.csv | 134
v4 | Full | 3 | 42192az_dlext_20110305_0390_0458.csv | F:\UPOD\Cell_DLE\CSV_files_raw_nieuwe_structuur\2011\sap3_92\m03 | F:\UPOD\Cell_DLE\CSV_files_raw_nieuwe_structuur\2011\sap3_92\m03\42192az_dlext_20110305_0390_0458.csv | 69
v4 | Full | 3 | 42192az_dlext_20110306_0459_0528.csv | F:\UPOD\Cell_DLE\CSV_files_raw_nieuwe_structuur\2011\sap3_92\m03 | F:\UPOD\Cell_DLE\CSV_files_raw_nieuwe_structuur\2011\sap3_92\m03\42192az_dlext_20110306_0459_0528.csv | 70
v4 | Full | 3 | 42192az_dlext_20110307_0529_0686.csv | F:\UPOD\Cell_DLE\CSV_files_raw_nieuwe_structuur\2011\sap3_92\m03 | F:\UPOD\Cell_DLE\CSV_files_raw_nieuwe_structuur\2011\sap3_92\m03\42192az_dlext_20110307_0529_0686.csv | 158
v4 | Full | 3 | 42192az_dlext_20110308_0687_0808.csv | F:\UPOD\Cell_DLE\CSV_files_raw_nieuwe_structuur\2011\sap3_92\m03 | F:\UPOD\Cell_DLE\CSV_files_raw_nieuwe_structuur\2011\sap3_92\m03\42192az_dlext_20110308_0687_0808.csv | 122
v4 | Full | 3 | 42192az_dlext_20110309_0809_0953.csv | F:\UPOD\Cell_DLE\CSV_files_raw_nieuwe_structuur\2011\sap3_92\m03 | F:\UPOD\Cell_DLE\CSV_files_raw_nieuwe_structuur\2011\sap3_92\m03\42192az_dlext_20110309_0809_0953.csv | 145
v4 | Full | 3 | 42192az_dlext_20110310_0954_1075.csv | F:\UPOD\Cell_DLE\CSV_files_raw_nieuwe_structuur\2011\sap3_92\m03 | F:\UPOD\Cell_DLE\CSV_files_raw_nieuwe_structuur\2011\sap3_92\m03\42192az_dlext_20110310_0954_1075.csv | 122
v4 | Full | 3 | 42192az_dlext_20110311_1076_1200.csv | F:\UPOD\Cell_DLE\CSV_files_raw_nieuwe_structuur\2011\sap3_92\m03 | F:\UPOD\Cell_DLE\CSV_files_raw_nieuwe_structuur\2011\sap3_92\m03\42192az_dlext_20110311_1076_1200.csv | 125
v4 | Full | 3 | 42192az_dlext_20110312_1201_1287.csv | F:\UPOD\Cell_DLE\CSV_files_raw_nieuwe_structuur\2011\sap3_92\m03 | F:\UPOD\Cell_DLE\CSV_files_raw_nieuwe_structuur\2011\sap3_92\m03\42192az_dlext_20110312_1201_1287.csv | 87
v4 | Full | 3 | 42192az_dlext_20110313_1288_1360.csv | F:\UPOD\Cell_DLE\CSV_files_raw_nieuwe_structuur\2011\sap3_92\m03 | F:\UPOD\Cell_DLE\CSV_files_raw_nieuwe_structuur\2011\sap3_92\m03\42192az_dlext_20110313_1288_1360.csv | 73
v4 | Full | 3 | 42192az_dlext_20110314_1361_1504.csv | F:\UPOD\Cell_DLE\CSV_files_raw_nieuwe_structuur\2011\sap3_92\m03 | F:\UPOD\Cell_DLE\CSV_files_raw_nieuwe_structuur\2011\sap3_92\m03\42192az_dlext_20110314_1361_1504.csv | 144
v4 | Full | 3 | 42192az_dlext_20110315_1505_1628.csv | F:\UPOD\Cell_DLE\CSV_files_raw_nieuwe_structuur\2011\sap3_92\m03 | F:\UPOD\Cell_DLE\CSV_files_raw_nieuwe_structuur\2011\sap3_92\m03\42192az_dlext_20110315_1505_1628.csv | 124
v4 | Full | 3 | 42192az_dlext_20110316_1629_1754.csv | F:\UPOD\Cell_DLE\CSV_files_raw_nieuwe_structuur\2011\sap3_92\m03 | F:\UPOD\Cell_DLE\CSV_files_raw_nieuwe_structuur\2011\sap3_92\m03\42192az_dlext_20110316_1629_1754.csv | 126
v4 | Full | 3 | 42192az_dlext_20110317_1755_1885.csv | F:\UPOD\Cell_DLE\CSV_files_raw_nieuwe_structuur\2011\sap3_92\m03 | F:\UPOD\Cell_DLE\CSV_files_raw_nieuwe_structuur\2011\sap3_92\m03\42192az_dlext_20110317_1755_1885.csv | 131
v4 | Full | 3 | 42192az_dlext_20110318_1886_2004.csv | F:\UPOD\Cell_DLE\CSV_files_raw_nieuwe_structuur\2011\sap3_92\m03 | F:\UPOD\Cell_DLE\CSV_files_raw_nieuwe_structuur\2011\sap3_92\m03\42192az_dlext_20110318_1886_2004.csv | 119
v4 | Full | 3 | 42192az_dlext_20110319_2005_2050.csv | F:\UPOD\Cell_DLE\CSV_files_raw_nieuwe_structuur\2011\sap3_92\m03 | F:\UPOD\Cell_DLE\CSV_files_raw_nieuwe_structuur\2011\sap3_92\m03\42192az_dlext_20110319_2005_2050.csv | 46
v4 | Full | 3 | 42192az_dlext_20110320_2051_2126.csv | F:\UPOD\Cell_DLE\CSV_files_raw_nieuwe_structuur\2011\sap3_92\m03 | F:\UPOD\Cell_DLE\CSV_files_raw_nieuwe_structuur\2011\sap3_92\m03\42192az_dlext_20110320_2051_2126.csv | 76
v4 | Full | 3 | 42192az_dlext_20110321_2127_2226.csv | F:\UPOD\Cell_DLE\CSV_files_raw_nieuwe_structuur\2011\sap3_92\m03 | F:\UPOD\Cell_DLE\CSV_files_raw_nieuwe_structuur\2011\sap3_92\m03\42192az_dlext_20110321_2127_2226.csv | 100
v4 | Full | 3 | 42192az_dlext_20110322_2227_2360.csv | F:\UPOD\Cell_DLE\CSV_files_raw_nieuwe_structuur\2011\sap3_92\m03 | F:\UPOD\Cell_DLE\CSV_files_raw_nieuwe_structuur\2011\sap3_92\m03\42192az_dlext_20110322_2227_2360.csv | 134
v4 | Full | 3 | 42192az_dlext_20110323_2361_2502.csv | F:\UPOD\Cell_DLE\CSV_files_raw_nieuwe_structuur\2011\sap3_92\m03 | F:\UPOD\Cell_DLE\CSV_files_raw_nieuwe_structuur\2011\sap3_92\m03\42192az_dlext_20110323_2361_2502.csv | 142
v4 | Full | 3 | 42192az_dlext_20110324_2503_2610.csv | F:\UPOD\Cell_DLE\CSV_files_raw_nieuwe_structuur\2011\sap3_92\m03 | F:\UPOD\Cell_DLE\CSV_files_raw_nieuwe_structuur\2011\sap3_92\m03\42192az_dlext_20110324_2503_2610.csv | 108
v4 | Full | 3 | 42192az_dlext_20110325_2611_2688.csv | F:\UPOD\Cell_DLE\CSV_files_raw_nieuwe_structuur\2011\sap3_92\m03 | F:\UPOD\Cell_DLE\CSV_files_raw_nieuwe_structuur\2011\sap3_92\m03\42192az_dlext_20110325_2611_2688.csv | 78
v4 | Full | 3 | 42192az_dlext_20110326_2689_2746.csv | F:\UPOD\Cell_DLE\CSV_files_raw_nieuwe_structuur\2011\sap3_92\m03 | F:\UPOD\Cell_DLE\CSV_files_raw_nieuwe_structuur\2011\sap3_92\m03\42192az_dlext_20110326_2689_2746.csv | 58
v4 | Full | 3 | 42192az_dlext_20110327_2747_2809.csv | F:\UPOD\Cell_DLE\CSV_files_raw_nieuwe_structuur\2011\sap3_92\m03 | F:\UPOD\Cell_DLE\CSV_files_raw_nieuwe_structuur\2011\sap3_92\m03\42192az_dlext_20110327_2747_2809.csv | 63
v4 | Full | 3 | 42192az_dlext_20110328_2810_2904.csv | F:\UPOD\Cell_DLE\CSV_files_raw_nieuwe_structuur\2011\sap3_92\m03 | F:\UPOD\Cell_DLE\CSV_files_raw_nieuwe_structuur\2011\sap3_92\m03\42192az_dlext_20110328_2810_2904.csv | 95
v4 | Full | 3 | 42192az_dlext_20110329_2905_3039.csv | F:\UPOD\Cell_DLE\CSV_files_raw_nieuwe_structuur\2011\sap3_92\m03 | F:\UPOD\Cell_DLE\CSV_files_raw_nieuwe_structuur\2011\sap3_92\m03\42192az_dlext_20110329_2905_3039.csv | 135
v4 | Full | 3 | 42192az_dlext_20110330_3040_3188.csv | F:\UPOD\Cell_DLE\CSV_files_raw_nieuwe_structuur\2011\sap3_92\m03 | F:\UPOD\Cell_DLE\CSV_files_raw_nieuwe_structuur\2011\sap3_92\m03\42192az_dlext_20110330_3040_3188.csv | 149
v4 | Full | 3 | 42192az_dlext_20110331_3189_3392.csv | F:\UPOD\Cell_DLE\CSV_files_raw_nieuwe_structuur\2011\sap3_92\m03 | F:\UPOD\Cell_DLE\CSV_files_raw_nieuwe_structuur\2011\sap3_92\m03\42192az_dlext_20110331_3189_3392.csv | 204
v4 | Full | 3 | 42192az_dlext_20110401_3393_3503.csv | F:\UPOD\Cell_DLE\CSV_files_raw_nieuwe_structuur\2011\sap3_92\m04 | F:\UPOD\Cell_DLE\CSV_files_raw_nieuwe_structuur\2011\sap3_92\m04\42192az_dlext_20110401_3393_3503.csv | 111
v4 | Full | 3 | 42192az_dlext_20110402_3504_3543.csv | F:\UPOD\Cell_DLE\CSV_files_raw_nieuwe_structuur\2011\sap3_92\m04 | F:\UPOD\Cell_DLE\CSV_files_raw_nieuwe_structuur\2011\sap3_92\m04\42192az_dlext_20110402_3504_3543.csv | 40
v4 | Full | 3 | 42192az_dlext_20110403_3544_3608.csv | F:\UPOD\Cell_DLE\CSV_files_raw_nieuwe_structuur\2011\sap3_92\m04 | F:\UPOD\Cell_DLE\CSV_files_raw_nieuwe_structuur\2011\sap3_92\m04\42192az_dlext_20110403_3544_3608.csv | 65
v4 | Full | 3 | 42192az_dlext_20110404_3609_3708.csv | F:\UPOD\Cell_DLE\CSV_files_raw_nieuwe_structuur\2011\sap3_92\m04 | F:\UPOD\Cell_DLE\CSV_files_raw_nieuwe_structuur\2011\sap3_92\m04\42192az_dlext_20110404_3609_3708.csv | 100
v4 | Full | 3 | 42192az_dlext_20110405_3709_3790.csv | F:\UPOD\Cell_DLE\CSV_files_raw_nieuwe_structuur\2011\sap3_92\m04 | F:\UPOD\Cell_DLE\CSV_files_raw_nieuwe_structuur\2011\sap3_92\m04\42192az_dlext_20110405_3709_3790.csv | 82
v4 | Full | 3 | 42192az_dlext_20110406_3791_4075.csv | F:\UPOD\Cell_DLE\CSV_files_raw_nieuwe_structuur\2011\sap3_92\m04 | F:\UPOD\Cell_DLE\CSV_files_raw_nieuwe_structuur\2011\sap3_92\m04\42192az_dlext_20110406_3791_4075.csv | 285
v4 | Full | 3 | 42192az_dlext_20110407_4076_4195.csv | F:\UPOD\Cell_DLE\CSV_files_raw_nieuwe_structuur\2011\sap3_92\m04 | F:\UPOD\Cell_DLE\CSV_files_raw_nieuwe_structuur\2011\sap3_92\m04\42192az_dlext_20110407_4076_4195.csv | 120
v4 | Full | 3 | 42192az_dlext_20110408_4196_4303.csv | F:\UPOD\Cell_DLE\CSV_files_raw_nieuwe_structuur\2011\sap3_92\m04 | F:\UPOD\Cell_DLE\CSV_files_raw_nieuwe_structuur\2011\sap3_92\m04\42192az_dlext_20110408_4196_4303.csv | 108
v4 | Full | 3 | 42192az_dlext_20110409_4304_4390.csv | F:\UPOD\Cell_DLE\CSV_files_raw_nieuwe_structuur\2011\sap3_92\m04 | F:\UPOD\Cell_DLE\CSV_files_raw_nieuwe_structuur\2011\sap3_92\m04\42192az_dlext_20110409_4304_4390.csv | 87
v4 | Full | 3 | 42192az_dlext_20110410_4391_4470.csv | F:\UPOD\Cell_DLE\CSV_files_raw_nieuwe_structuur\2011\sap3_92\m04 | F:\UPOD\Cell_DLE\CSV_files_raw_nieuwe_structuur\2011\sap3_92\m04\42192az_dlext_20110410_4391_4470.csv | 80
v4 | Full | 3 | 42192az_dlext_20110411_4471_4618.csv | F:\UPOD\Cell_DLE\CSV_files_raw_nieuwe_structuur\2011\sap3_92\m04 | F:\UPOD\Cell_DLE\CSV_files_raw_nieuwe_structuur\2011\sap3_92\m04\42192az_dlext_20110411_4471_4618.csv | 148
v4 | Full | 3 | 42192az_dlext_20110412_4619_4738.csv | F:\UPOD\Cell_DLE\CSV_files_raw_nieuwe_structuur\2011\sap3_92\m04 | F:\UPOD\Cell_DLE\CSV_files_raw_nieuwe_structuur\2011\sap3_92\m04\42192az_dlext_20110412_4619_4738.csv | 120
v4 | Full | 3 | 42192az_dlext_20110413_4739_4853.csv | F:\UPOD\Cell_DLE\CSV_files_raw_nieuwe_structuur\2011\sap3_92\m04 | F:\UPOD\Cell_DLE\CSV_files_raw_nieuwe_structuur\2011\sap3_92\m04\42192az_dlext_20110413_4739_4853.csv | 115
v4 | Full | 3 | 42192az_dlext_20110414_4854_4961.csv | F:\UPOD\Cell_DLE\CSV_files_raw_nieuwe_structuur\2011\sap3_92\m04 | F:\UPOD\Cell_DLE\CSV_files_raw_nieuwe_structuur\2011\sap3_92\m04\42192az_dlext_20110414_4854_4961.csv | 108
v4 | Full | 3 | 42192az_dlext_20110415_4962_5057.csv | F:\UPOD\Cell_DLE\CSV_files_raw_nieuwe_structuur\2011\sap3_92\m04 | F:\UPOD\Cell_DLE\CSV_files_raw_nieuwe_structuur\2011\sap3_92\m04\42192az_dlext_20110415_4962_5057.csv | 96
v4 | Full | 3 | 42192az_dlext_20110416_5058_5103.csv | F:\UPOD\Cell_DLE\CSV_files_raw_nieuwe_structuur\2011\sap3_92\m04 | F:\UPOD\Cell_DLE\CSV_files_raw_nieuwe_structuur\2011\sap3_92\m04\42192az_dlext_20110416_5058_5103.csv | 46
v4 | Full | 3 | 42192az_dlext_20110417_5104_5175.csv | F:\UPOD\Cell_DLE\CSV_files_raw_nieuwe_structuur\2011\sap3_92\m04 | F:\UPOD\Cell_DLE\CSV_files_raw_nieuwe_structuur\2011\sap3_92\m04\42192az_dlext_20110417_5104_5175.csv | 72
v4 | Full | 3 | 42192az_dlext_20110418_5176_5294.csv | F:\UPOD\Cell_DLE\CSV_files_raw_nieuwe_structuur\2011\sap3_92\m04 | F:\UPOD\Cell_DLE\CSV_files_raw_nieuwe_structuur\2011\sap3_92\m04\42192az_dlext_20110418_5176_5294.csv | 119
v4 | Full | 3 | 42192az_dlext_20110419_5295_5399.csv | F:\UPOD\Cell_DLE\CSV_files_raw_nieuwe_structuur\2011\sap3_92\m04 | F:\UPOD\Cell_DLE\CSV_files_raw_nieuwe_structuur\2011\sap3_92\m04\42192az_dlext_20110419_5295_5399.csv | 105
v4 | Full | 3 | 42192az_dlext_20110420_5400_5518.csv | F:\UPOD\Cell_DLE\CSV_files_raw_nieuwe_structuur\2011\sap3_92\m04 | F:\UPOD\Cell_DLE\CSV_files_raw_nieuwe_structuur\2011\sap3_92\m04\42192az_dlext_20110420_5400_5518.csv | 119
v4 | Full | 3 | 42192az_dlext_20110421_5519_5630.csv | F:\UPOD\Cell_DLE\CSV_files_raw_nieuwe_structuur\2011\sap3_92\m04 | F:\UPOD\Cell_DLE\CSV_files_raw_nieuwe_structuur\2011\sap3_92\m04\42192az_dlext_20110421_5519_5630.csv | 112
v4 | Full | 3 | 42192az_dlext_20110422_5631_5718.csv | F:\UPOD\Cell_DLE\CSV_files_raw_nieuwe_structuur\2011\sap3_92\m04 | F:\UPOD\Cell_DLE\CSV_files_raw_nieuwe_structuur\2011\sap3_92\m04\42192az_dlext_20110422_5631_5718.csv | 88
v4 | Full | 3 | 42192az_dlext_20110423_5719_5779.csv | F:\UPOD\Cell_DLE\CSV_files_raw_nieuwe_structuur\2011\sap3_92\m04 | F:\UPOD\Cell_DLE\CSV_files_raw_nieuwe_structuur\2011\sap3_92\m04\42192az_dlext_20110423_5719_5779.csv | 61
v4 | Full | 3 | 42192az_dlext_20110424_5780_5842.csv | F:\UPOD\Cell_DLE\CSV_files_raw_nieuwe_structuur\2011\sap3_92\m04 | F:\UPOD\Cell_DLE\CSV_files_raw_nieuwe_structuur\2011\sap3_92\m04\42192az_dlext_20110424_5780_5842.csv | 63
v4 | Full | 3 | 42192az_dlext_20110425_5843_5904.csv | F:\UPOD\Cell_DLE\CSV_files_raw_nieuwe_structuur\2011\sap3_92\m04 | F:\UPOD\Cell_DLE\CSV_files_raw_nieuwe_structuur\2011\sap3_92\m04\42192az_dlext_20110425_5843_5904.csv | 62
v4 | Full | 3 | 42192az_dlext_20110426_5905_5977.csv | F:\UPOD\Cell_DLE\CSV_files_raw_nieuwe_structuur\2011\sap3_92\m04 | F:\UPOD\Cell_DLE\CSV_files_raw_nieuwe_structuur\2011\sap3_92\m04\42192az_dlext_20110426_5905_5977.csv | 73
v4 | Full | 3 | 42192az_dlext_20110427_5978_6104.csv | F:\UPOD\Cell_DLE\CSV_files_raw_nieuwe_structuur\2011\sap3_92\m04 | F:\UPOD\Cell_DLE\CSV_files_raw_nieuwe_structuur\2011\sap3_92\m04\42192az_dlext_20110427_5978_6104.csv | 127
v4 | Full | 3 | 42192az_dlext_20110428_6105_6213.csv | F:\UPOD\Cell_DLE\CSV_files_raw_nieuwe_structuur\2011\sap3_92\m04 | F:\UPOD\Cell_DLE\CSV_files_raw_nieuwe_structuur\2011\sap3_92\m04\42192az_dlext_20110428_6105_6213.csv | 109
v4 | Full | 3 | 42192az_dlext_20110429_6214_6311.csv | F:\UPOD\Cell_DLE\CSV_files_raw_nieuwe_structuur\2011\sap3_92\m04 | F:\UPOD\Cell_DLE\CSV_files_raw_nieuwe_structuur\2011\sap3_92\m04\42192az_dlext_20110429_6214_6311.csv | 98
v4 | Full | 3 | 42192az_dlext_20110430_6312_6375.csv | F:\UPOD\Cell_DLE\CSV_files_raw_nieuwe_structuur\2011\sap3_92\m04 | F:\UPOD\Cell_DLE\CSV_files_raw_nieuwe_structuur\2011\sap3_92\m04\42192az_dlext_20110430_6312_6375.csv | 64
v4 | Full | 3 | 42192az_dlext_20110501_6376_6440.csv | F:\UPOD\Cell_DLE\CSV_files_raw_nieuwe_structuur\2011\sap3_92\m05 | F:\UPOD\Cell_DLE\CSV_files_raw_nieuwe_structuur\2011\sap3_92\m05\42192az_dlext_20110501_6376_6440.csv | 65
v4 | Full | 3 | 42192az_dlext_20110502_6441_6583.csv | F:\UPOD\Cell_DLE\CSV_files_raw_nieuwe_structuur\2011\sap3_92\m05 | F:\UPOD\Cell_DLE\CSV_files_raw_nieuwe_structuur\2011\sap3_92\m05\42192az_dlext_20110502_6441_6583.csv | 143
v4 | Full | 3 | 42192az_dlext_20110503_6584_6646.csv | F:\UPOD\Cell_DLE\CSV_files_raw_nieuwe_structuur\2011\sap3_92\m05 | F:\UPOD\Cell_DLE\CSV_files_raw_nieuwe_structuur\2011\sap3_92\m05\42192az_dlext_20110503_6584_6646.csv | 63
v4 | Full | 3 | 42192az_dlext_20110504_6647_6742.csv | F:\UPOD\Cell_DLE\CSV_files_raw_nieuwe_structuur\2011\sap3_92\m05 | F:\UPOD\Cell_DLE\CSV_files_raw_nieuwe_structuur\2011\sap3_92\m05\42192az_dlext_20110504_6647_6742.csv | 96
v4 | Full | 3 | 42192az_dlext_20110505_6743_6829.csv | F:\UPOD\Cell_DLE\CSV_files_raw_nieuwe_structuur\2011\sap3_92\m05 | F:\UPOD\Cell_DLE\CSV_files_raw_nieuwe_structuur\2011\sap3_92\m05\42192az_dlext_20110505_6743_6829.csv | 87
v4 | Full | 3 | 42192az_dlext_20110506_6830_6942.csv | F:\UPOD\Cell_DLE\CSV_files_raw_nieuwe_structuur\2011\sap3_92\m05 | F:\UPOD\Cell_DLE\CSV_files_raw_nieuwe_structuur\2011\sap3_92\m05\42192az_dlext_20110506_6830_6942.csv | 113
v4 | Full | 3 | 42192az_dlext_20110507_6943_7011.csv | F:\UPOD\Cell_DLE\CSV_files_raw_nieuwe_structuur\2011\sap3_92\m05 | F:\UPOD\Cell_DLE\CSV_files_raw_nieuwe_structuur\2011\sap3_92\m05\42192az_dlext_20110507_6943_7011.csv | 69
v4 | Full | 3 | 42192az_dlext_20110508_7012_7070.csv | F:\UPOD\Cell_DLE\CSV_files_raw_nieuwe_structuur\2011\sap3_92\m05 | F:\UPOD\Cell_DLE\CSV_files_raw_nieuwe_structuur\2011\sap3_92\m05\42192az_dlext_20110508_7012_7070.csv | 59
v4 | Full | 3 | 42192az_dlext_20110509_7071_7224.csv | F:\UPOD\Cell_DLE\CSV_files_raw_nieuwe_structuur\2011\sap3_92\m05 | F:\UPOD\Cell_DLE\CSV_files_raw_nieuwe_structuur\2011\sap3_92\m05\42192az_dlext_20110509_7071_7224.csv | 154
v4 | Full | 3 | 42192az_dlext_20110510_7225_7335.csv | F:\UPOD\Cell_DLE\CSV_files_raw_nieuwe_structuur\2011\sap3_92\m05 | F:\UPOD\Cell_DLE\CSV_files_raw_nieuwe_structuur\2011\sap3_92\m05\42192az_dlext_20110510_7225_7335.csv | 111
v4 | Full | 3 | 42192az_dlext_20110511_7336_7439.csv | F:\UPOD\Cell_DLE\CSV_files_raw_nieuwe_structuur\2011\sap3_92\m05 | F:\UPOD\Cell_DLE\CSV_files_raw_nieuwe_structuur\2011\sap3_92\m05\42192az_dlext_20110511_7336_7439.csv | 104
v4 | Full | 3 | 42192az_dlext_20110512_7440_7599.csv | F:\UPOD\Cell_DLE\CSV_files_raw_nieuwe_structuur\2011\sap3_92\m05 | F:\UPOD\Cell_DLE\CSV_files_raw_nieuwe_structuur\2011\sap3_92\m05\42192az_dlext_20110512_7440_7599.csv | 160
v4 | Full | 3 | 42192az_dlext_20110513_7600_7706.csv | F:\UPOD\Cell_DLE\CSV_files_raw_nieuwe_structuur\2011\sap3_92\m05 | F:\UPOD\Cell_DLE\CSV_files_raw_nieuwe_structuur\2011\sap3_92\m05\42192az_dlext_20110513_7600_7706.csv | 107
v4 | Full | 3 | 42192az_dlext_20110514_7707_7756.csv | F:\UPOD\Cell_DLE\CSV_files_raw_nieuwe_structuur\2011\sap3_92\m05 | F:\UPOD\Cell_DLE\CSV_files_raw_nieuwe_structuur\2011\sap3_92\m05\42192az_dlext_20110514_7707_7756.csv | 50
v4 | Full | 3 | 42192az_dlext_20110515_7757_7839.csv | F:\UPOD\Cell_DLE\CSV_files_raw_nieuwe_structuur\2011\sap3_92\m05 | F:\UPOD\Cell_DLE\CSV_files_raw_nieuwe_structuur\2011\sap3_92\m05\42192az_dlext_20110515_7757_7839.csv | 83
v4 | Full | 3 | 42192az_dlext_20110516_7840_7949.csv | F:\UPOD\Cell_DLE\CSV_files_raw_nieuwe_structuur\2011\sap3_92\m05 | F:\UPOD\Cell_DLE\CSV_files_raw_nieuwe_structuur\2011\sap3_92\m05\42192az_dlext_20110516_7840_7949.csv | 110
v4 | Full | 3 | 42192az_dlext_20110517_7950_8130.csv | F:\UPOD\Cell_DLE\CSV_files_raw_nieuwe_structuur\2011\sap3_92\m05 | F:\UPOD\Cell_DLE\CSV_files_raw_nieuwe_structuur\2011\sap3_92\m05\42192az_dlext_20110517_7950_8130.csv | 181
v4 | Full | 3 | 42192az_dlext_20110518_8131_8337.csv | F:\UPOD\Cell_DLE\CSV_files_raw_nieuwe_structuur\2011\sap3_92\m05 | F:\UPOD\Cell_DLE\CSV_files_raw_nieuwe_structuur\2011\sap3_92\m05\42192az_dlext_20110518_8131_8337.csv | 207
v4 | Full | 3 | 42192az_dlext_20110519_8338_8531.csv | F:\UPOD\Cell_DLE\CSV_files_raw_nieuwe_structuur\2011\sap3_92\m05 | F:\UPOD\Cell_DLE\CSV_files_raw_nieuwe_structuur\2011\sap3_92\m05\42192az_dlext_20110519_8338_8531.csv | 194
v4 | Full | 3 | 42192az_dlext_20110520_8532_8619.csv | F:\UPOD\Cell_DLE\CSV_files_raw_nieuwe_structuur\2011\sap3_92\m05 | F:\UPOD\Cell_DLE\CSV_files_raw_nieuwe_structuur\2011\sap3_92\m05\42192az_dlext_20110520_8532_8619.csv | 88
v4 | Full | 3 | 42192az_dlext_20110521_8620_8646.csv | F:\UPOD\Cell_DLE\CSV_files_raw_nieuwe_structuur\2011\sap3_92\m05 | F:\UPOD\Cell_DLE\CSV_files_raw_nieuwe_structuur\2011\sap3_92\m05\42192az_dlext_20110521_8620_8646.csv | 27
v4 | Full | 3 | 42192az_dlext_20110523_8647_8799.csv | F:\UPOD\Cell_DLE\CSV_files_raw_nieuwe_structuur\2011\sap3_92\m05 | F:\UPOD\Cell_DLE\CSV_files_raw_nieuwe_structuur\2011\sap3_92\m05\42192az_dlext_20110523_8647_8799.csv | 153
v4 | Full | 3 | 42192az_dlext_20110524_8800_8882.csv | F:\UPOD\Cell_DLE\CSV_files_raw_nieuwe_structuur\2011\sap3_92\m05 | F:\UPOD\Cell_DLE\CSV_files_raw_nieuwe_structuur\2011\sap3_92\m05\42192az_dlext_20110524_8800_8882.csv | 83
v4 | Full | 3 | 42192az_dlext_20110525_8883_9072.csv | F:\UPOD\Cell_DLE\CSV_files_raw_nieuwe_structuur\2011\sap3_92\m05 | F:\UPOD\Cell_DLE\CSV_files_raw_nieuwe_structuur\2011\sap3_92\m05\42192az_dlext_20110525_8883_9072.csv | 190
v4 | Full | 3 | 42192az_dlext_20110526_9073_9186.csv | F:\UPOD\Cell_DLE\CSV_files_raw_nieuwe_structuur\2011\sap3_92\m05 | F:\UPOD\Cell_DLE\CSV_files_raw_nieuwe_structuur\2011\sap3_92\m05\42192az_dlext_20110526_9073_9186.csv | 114
v4 | Full | 3 | 42192az_dlext_20110527_9187_9289.csv | F:\UPOD\Cell_DLE\CSV_files_raw_nieuwe_structuur\2011\sap3_92\m05 | F:\UPOD\Cell_DLE\CSV_files_raw_nieuwe_structuur\2011\sap3_92\m05\42192az_dlext_20110527_9187_9289.csv | 103
v4 | Full | 3 | 42192az_dlext_20110528_9290_9343.csv | F:\UPOD\Cell_DLE\CSV_files_raw_nieuwe_structuur\2011\sap3_92\m05 | F:\UPOD\Cell_DLE\CSV_files_raw_nieuwe_structuur\2011\sap3_92\m05\42192az_dlext_20110528_9290_9343.csv | 54
v4 | Full | 3 | 42192az_dlext_20110529_9344_9394.csv | F:\UPOD\Cell_DLE\CSV_files_raw_nieuwe_structuur\2011\sap3_92\m05 | F:\UPOD\Cell_DLE\CSV_files_raw_nieuwe_structuur\2011\sap3_92\m05\42192az_dlext_20110529_9344_9394.csv | 51
v4 | Full | 3 | 42192az_dlext_20110530_9395_9523.csv | F:\UPOD\Cell_DLE\CSV_files_raw_nieuwe_structuur\2011\sap3_92\m05 | F:\UPOD\Cell_DLE\CSV_files_raw_nieuwe_structuur\2011\sap3_92\m05\42192az_dlext_20110530_9395_9523.csv | 129
v4 | Full | 3 | 42192az_dlext_20110531_9524_9628.csv | F:\UPOD\Cell_DLE\CSV_files_raw_nieuwe_structuur\2011\sap3_92\m05 | F:\UPOD\Cell_DLE\CSV_files_raw_nieuwe_structuur\2011\sap3_92\m05\42192az_dlext_20110531_9524_9628.csv | 105
v4 | Full | 3 | 42192az_dlext_20110601_9629_9705.csv | F:\UPOD\Cell_DLE\CSV_files_raw_nieuwe_structuur\2011\sap3_92\m06 | F:\UPOD\Cell_DLE\CSV_files_raw_nieuwe_structuur\2011\sap3_92\m06\42192az_dlext_20110601_9629_9705.csv | 77
v4 | Full | 3 | 42192az_dlext_20110602_9706_9759.csv | F:\UPOD\Cell_DLE\CSV_files_raw_nieuwe_structuur\2011\sap3_92\m06 | F:\UPOD\Cell_DLE\CSV_files_raw_nieuwe_structuur\2011\sap3_92\m06\42192az_dlext_20110602_9706_9759.csv | 54
v4 | Full | 3 | 42192az_dlext_20110603_9760_9825.csv | F:\UPOD\Cell_DLE\CSV_files_raw_nieuwe_structuur\2011\sap3_92\m06 | F:\UPOD\Cell_DLE\CSV_files_raw_nieuwe_structuur\2011\sap3_92\m06\42192az_dlext_20110603_9760_9825.csv | 66
v4 | Full | 3 | 42192az_dlext_20110604_9826_9895.csv | F:\UPOD\Cell_DLE\CSV_files_raw_nieuwe_structuur\2011\sap3_92\m06 | F:\UPOD\Cell_DLE\CSV_files_raw_nieuwe_structuur\2011\sap3_92\m06\42192az_dlext_20110604_9826_9895.csv | 70
v4 | Full | 3 | 42192az_dlext_20110605_9896_9961.csv | F:\UPOD\Cell_DLE\CSV_files_raw_nieuwe_structuur\2011\sap3_92\m06 | F:\UPOD\Cell_DLE\CSV_files_raw_nieuwe_structuur\2011\sap3_92\m06\42192az_dlext_20110605_9896_9961.csv | 66
v4 | Full | 3 | 42192az_dlext_20110606_9962_0084.csv | F:\UPOD\Cell_DLE\CSV_files_raw_nieuwe_structuur\2011\sap3_92\m06 | F:\UPOD\Cell_DLE\CSV_files_raw_nieuwe_structuur\2011\sap3_92\m06\42192az_dlext_20110606_9962_0084.csv | 123
v4 | Full | 3 | 42192az_dlext_20110607_0085_0212.csv | F:\UPOD\Cell_DLE\CSV_files_raw_nieuwe_structuur\2011\sap3_92\m06 | F:\UPOD\Cell_DLE\CSV_files_raw_nieuwe_structuur\2011\sap3_92\m06\42192az_dlext_20110607_0085_0212.csv | 128
v4 | Full | 3 | 42192az_dlext_20110608_0213_0308.csv | F:\UPOD\Cell_DLE\CSV_files_raw_nieuwe_structuur\2011\sap3_92\m06 | F:\UPOD\Cell_DLE\CSV_files_raw_nieuwe_structuur\2011\sap3_92\m06\42192az_dlext_20110608_0213_0308.csv | 96
v4 | Full | 3 | 42192az_dlext_20110609_0309_0391.csv | F:\UPOD\Cell_DLE\CSV_files_raw_nieuwe_structuur\2011\sap3_92\m06 | F:\UPOD\Cell_DLE\CSV_files_raw_nieuwe_structuur\2011\sap3_92\m06\42192az_dlext_20110609_0309_0391.csv | 83
v4 | Full | 3 | 42192az_dlext_20110610_0392_0483.csv | F:\UPOD\Cell_DLE\CSV_files_raw_nieuwe_structuur\2011\sap3_92\m06 | F:\UPOD\Cell_DLE\CSV_files_raw_nieuwe_structuur\2011\sap3_92\m06\42192az_dlext_20110610_0392_0483.csv | 92
v4 | Full | 3 | 42192az_dlext_20110611_0484_0560.csv | F:\UPOD\Cell_DLE\CSV_files_raw_nieuwe_structuur\2011\sap3_92\m06 | F:\UPOD\Cell_DLE\CSV_files_raw_nieuwe_structuur\2011\sap3_92\m06\42192az_dlext_20110611_0484_0560.csv | 77
v4 | Full | 3 | 42192az_dlext_20110612_0561_0636.csv | F:\UPOD\Cell_DLE\CSV_files_raw_nieuwe_structuur\2011\sap3_92\m06 | F:\UPOD\Cell_DLE\CSV_files_raw_nieuwe_structuur\2011\sap3_92\m06\42192az_dlext_20110612_0561_0636.csv | 76
v4 | Full | 3 | 42192az_dlext_20110613_0637_0715.csv | F:\UPOD\Cell_DLE\CSV_files_raw_nieuwe_structuur\2011\sap3_92\m06 | F:\UPOD\Cell_DLE\CSV_files_raw_nieuwe_structuur\2011\sap3_92\m06\42192az_dlext_20110613_0637_0715.csv | 79
v4 | Full | 3 | 42192az_dlext_20110614_0716_0847.csv | F:\UPOD\Cell_DLE\CSV_files_raw_nieuwe_structuur\2011\sap3_92\m06 | F:\UPOD\Cell_DLE\CSV_files_raw_nieuwe_structuur\2011\sap3_92\m06\42192az_dlext_20110614_0716_0847.csv | 132
v4 | Full | 3 | 42192az_dlext_20110615_0848_0938.csv | F:\UPOD\Cell_DLE\CSV_files_raw_nieuwe_structuur\2011\sap3_92\m06 | F:\UPOD\Cell_DLE\CSV_files_raw_nieuwe_structuur\2011\sap3_92\m06\42192az_dlext_20110615_0848_0938.csv | 91
v4 | Full | 3 | 42192az_dlext_20110616_0939_1054.csv | F:\UPOD\Cell_DLE\CSV_files_raw_nieuwe_structuur\2011\sap3_92\m06 | F:\UPOD\Cell_DLE\CSV_files_raw_nieuwe_structuur\2011\sap3_92\m06\42192az_dlext_20110616_0939_1054.csv | 116
v4 | Full | 3 | 42192az_dlext_20110617_1055_1134.csv | F:\UPOD\Cell_DLE\CSV_files_raw_nieuwe_structuur\2011\sap3_92\m06 | F:\UPOD\Cell_DLE\CSV_files_raw_nieuwe_structuur\2011\sap3_92\m06\42192az_dlext_20110617_1055_1134.csv | 80
v4 | Full | 3 | 42192az_dlext_20110618_1135_1189.csv | F:\UPOD\Cell_DLE\CSV_files_raw_nieuwe_structuur\2011\sap3_92\m06 | F:\UPOD\Cell_DLE\CSV_files_raw_nieuwe_structuur\2011\sap3_92\m06\42192az_dlext_20110618_1135_1189.csv | 55
v4 | Full | 3 | 42192az_dlext_20110619_1190_1243.csv | F:\UPOD\Cell_DLE\CSV_files_raw_nieuwe_structuur\2011\sap3_92\m06 | F:\UPOD\Cell_DLE\CSV_files_raw_nieuwe_structuur\2011\sap3_92\m06\42192az_dlext_20110619_1190_1243.csv | 54
v4 | Full | 3 | 42192az_dlext_20110620_1244_1377.csv | F:\UPOD\Cell_DLE\CSV_files_raw_nieuwe_structuur\2011\sap3_92\m06 | F:\UPOD\Cell_DLE\CSV_files_raw_nieuwe_structuur\2011\sap3_92\m06\42192az_dlext_20110620_1244_1377.csv | 134
v4 | Full | 3 | 42192az_dlext_20110621_1378_1475.csv | F:\UPOD\Cell_DLE\CSV_files_raw_nieuwe_structuur\2011\sap3_92\m06 | F:\UPOD\Cell_DLE\CSV_files_raw_nieuwe_structuur\2011\sap3_92\m06\42192az_dlext_20110621_1378_1475.csv | 98
v4 | Full | 3 | 42192az_dlext_20110622_1476_1554.csv | F:\UPOD\Cell_DLE\CSV_files_raw_nieuwe_structuur\2011\sap3_92\m06 | F:\UPOD\Cell_DLE\CSV_files_raw_nieuwe_structuur\2011\sap3_92\m06\42192az_dlext_20110622_1476_1554.csv | 79
v4 | Full | 3 | 42192az_dlext_20110623_1555_1654.csv | F:\UPOD\Cell_DLE\CSV_files_raw_nieuwe_structuur\2011\sap3_92\m06 | F:\UPOD\Cell_DLE\CSV_files_raw_nieuwe_structuur\2011\sap3_92\m06\42192az_dlext_20110623_1555_1654.csv | 100
v4 | Full | 3 | 42192az_dlext_20110624_1655_1732.csv | F:\UPOD\Cell_DLE\CSV_files_raw_nieuwe_structuur\2011\sap3_92\m06 | F:\UPOD\Cell_DLE\CSV_files_raw_nieuwe_structuur\2011\sap3_92\m06\42192az_dlext_20110624_1655_1732.csv | 78
v4 | Full | 3 | 42192az_dlext_20110625_1733_1791.csv | F:\UPOD\Cell_DLE\CSV_files_raw_nieuwe_structuur\2011\sap3_92\m06 | F:\UPOD\Cell_DLE\CSV_files_raw_nieuwe_structuur\2011\sap3_92\m06\42192az_dlext_20110625_1733_1791.csv | 59
v4 | Full | 3 | 42192az_dlext_20110626_1792_1855.csv | F:\UPOD\Cell_DLE\CSV_files_raw_nieuwe_structuur\2011\sap3_92\m06 | F:\UPOD\Cell_DLE\CSV_files_raw_nieuwe_structuur\2011\sap3_92\m06\42192az_dlext_20110626_1792_1855.csv | 64
v4 | Full | 3 | 42192az_dlext_20110627_1856_1978.csv | F:\UPOD\Cell_DLE\CSV_files_raw_nieuwe_structuur\2011\sap3_92\m06 | F:\UPOD\Cell_DLE\CSV_files_raw_nieuwe_structuur\2011\sap3_92\m06\42192az_dlext_20110627_1856_1978.csv | 123
v4 | Full | 3 | 42192az_dlext_20110628_1979_2109.csv | F:\UPOD\Cell_DLE\CSV_files_raw_nieuwe_structuur\2011\sap3_92\m06 | F:\UPOD\Cell_DLE\CSV_files_raw_nieuwe_structuur\2011\sap3_92\m06\42192az_dlext_20110628_1979_2109.csv | 131
v4 | Full | 3 | 42192az_dlext_20110629_2110_2230.csv | F:\UPOD\Cell_DLE\CSV_files_raw_nieuwe_structuur\2011\sap3_92\m06 | F:\UPOD\Cell_DLE\CSV_files_raw_nieuwe_structuur\2011\sap3_92\m06\42192az_dlext_20110629_2110_2230.csv | 121
v4 | Full | 3 | 42192az_dlext_20110630_2231_2339.csv | F:\UPOD\Cell_DLE\CSV_files_raw_nieuwe_structuur\2011\sap3_92\m06 | F:\UPOD\Cell_DLE\CSV_files_raw_nieuwe_structuur\2011\sap3_92\m06\42192az_dlext_20110630_2231_2339.csv | 109
v4 | Full | 3 | 42192az_dlext_20110701_2340_2436.csv | F:\UPOD\Cell_DLE\CSV_files_raw_nieuwe_structuur\2011\sap3_92\m07 | F:\UPOD\Cell_DLE\CSV_files_raw_nieuwe_structuur\2011\sap3_92\m07\42192az_dlext_20110701_2340_2436.csv | 97
v4 | Full | 3 | 42192az_dlext_20110702_2437_2493.csv | F:\UPOD\Cell_DLE\CSV_files_raw_nieuwe_structuur\2011\sap3_92\m07 | F:\UPOD\Cell_DLE\CSV_files_raw_nieuwe_structuur\2011\sap3_92\m07\42192az_dlext_20110702_2437_2493.csv | 57
v4 | Full | 3 | 42192az_dlext_20110703_2494_2562.csv | F:\UPOD\Cell_DLE\CSV_files_raw_nieuwe_structuur\2011\sap3_92\m07 | F:\UPOD\Cell_DLE\CSV_files_raw_nieuwe_structuur\2011\sap3_92\m07\42192az_dlext_20110703_2494_2562.csv | 69
v4 | Full | 3 | 42192az_dlext_20110704_2563_2683.csv | F:\UPOD\Cell_DLE\CSV_files_raw_nieuwe_structuur\2011\sap3_92\m07 | F:\UPOD\Cell_DLE\CSV_files_raw_nieuwe_structuur\2011\sap3_92\m07\42192az_dlext_20110704_2563_2683.csv | 121
v4 | Full | 3 | 42192az_dlext_20110705_2684_2831.csv | F:\UPOD\Cell_DLE\CSV_files_raw_nieuwe_structuur\2011\sap3_92\m07 | F:\UPOD\Cell_DLE\CSV_files_raw_nieuwe_structuur\2011\sap3_92\m07\42192az_dlext_20110705_2684_2831.csv | 148
v4 | Full | 3 | 42192az_dlext_20110706_2832_2922.csv | F:\UPOD\Cell_DLE\CSV_files_raw_nieuwe_structuur\2011\sap3_92\m07 | F:\UPOD\Cell_DLE\CSV_files_raw_nieuwe_structuur\2011\sap3_92\m07\42192az_dlext_20110706_2832_2922.csv | 91
v4 | Full | 3 | 42192az_dlext_20110707_2923_3007.csv | F:\UPOD\Cell_DLE\CSV_files_raw_nieuwe_structuur\2011\sap3_92\m07 | F:\UPOD\Cell_DLE\CSV_files_raw_nieuwe_structuur\2011\sap3_92\m07\42192az_dlext_20110707_2923_3007.csv | 85
v4 | Full | 3 | 42192az_dlext_20110708_3008_3218.csv | F:\UPOD\Cell_DLE\CSV_files_raw_nieuwe_structuur\2011\sap3_92\m07 | F:\UPOD\Cell_DLE\CSV_files_raw_nieuwe_structuur\2011\sap3_92\m07\42192az_dlext_20110708_3008_3218.csv | 211
v4 | Full | 3 | 42192az_dlext_20110709_3219_3273.csv | F:\UPOD\Cell_DLE\CSV_files_raw_nieuwe_structuur\2011\sap3_92\m07 | F:\UPOD\Cell_DLE\CSV_files_raw_nieuwe_structuur\2011\sap3_92\m07\42192az_dlext_20110709_3219_3273.csv | 55
v4 | Full | 3 | 42192az_dlext_20110710_3274_3327.csv | F:\UPOD\Cell_DLE\CSV_files_raw_nieuwe_structuur\2011\sap3_92\m07 | F:\UPOD\Cell_DLE\CSV_files_raw_nieuwe_structuur\2011\sap3_92\m07\42192az_dlext_20110710_3274_3327.csv | 54
v4 | Full | 3 | 42192az_dlext_20110711_3328_3418.csv | F:\UPOD\Cell_DLE\CSV_files_raw_nieuwe_structuur\2011\sap3_92\m07 | F:\UPOD\Cell_DLE\CSV_files_raw_nieuwe_structuur\2011\sap3_92\m07\42192az_dlext_20110711_3328_3418.csv | 91
v4 | Full | 3 | 42192az_dlext_20110712_3419_3506.csv | F:\UPOD\Cell_DLE\CSV_files_raw_nieuwe_structuur\2011\sap3_92\m07 | F:\UPOD\Cell_DLE\CSV_files_raw_nieuwe_structuur\2011\sap3_92\m07\42192az_dlext_20110712_3419_3506.csv | 88
v4 | Full | 3 | 42192az_dlext_20110713_3507_3604.csv | F:\UPOD\Cell_DLE\CSV_files_raw_nieuwe_structuur\2011\sap3_92\m07 | F:\UPOD\Cell_DLE\CSV_files_raw_nieuwe_structuur\2011\sap3_92\m07\42192az_dlext_20110713_3507_3604.csv | 98
v4 | Full | 3 | 42192az_dlext_20110714_3605_3707.csv | F:\UPOD\Cell_DLE\CSV_files_raw_nieuwe_structuur\2011\sap3_92\m07 | F:\UPOD\Cell_DLE\CSV_files_raw_nieuwe_structuur\2011\sap3_92\m07\42192az_dlext_20110714_3605_3707.csv | 103
v4 | Full | 3 | 42192az_dlext_20110715_3708_3811.csv | F:\UPOD\Cell_DLE\CSV_files_raw_nieuwe_structuur\2011\sap3_92\m07 | F:\UPOD\Cell_DLE\CSV_files_raw_nieuwe_structuur\2011\sap3_92\m07\42192az_dlext_20110715_3708_3811.csv | 104
v4 | Full | 3 | 42192az_dlext_20110716_3812_3882.csv | F:\UPOD\Cell_DLE\CSV_files_raw_nieuwe_structuur\2011\sap3_92\m07 | F:\UPOD\Cell_DLE\CSV_files_raw_nieuwe_structuur\2011\sap3_92\m07\42192az_dlext_20110716_3812_3882.csv | 71
v4 | Full | 3 | 42192az_dlext_20110717_3883_3929.csv | F:\UPOD\Cell_DLE\CSV_files_raw_nieuwe_structuur\2011\sap3_92\m07 | F:\UPOD\Cell_DLE\CSV_files_raw_nieuwe_structuur\2011\sap3_92\m07\42192az_dlext_20110717_3883_3929.csv | 47
v4 | Full | 3 | 42192az_dlext_20110718_3930_4045.csv | F:\UPOD\Cell_DLE\CSV_files_raw_nieuwe_structuur\2011\sap3_92\m07 | F:\UPOD\Cell_DLE\CSV_files_raw_nieuwe_structuur\2011\sap3_92\m07\42192az_dlext_20110718_3930_4045.csv | 116
v4 | Full | 3 | 42192az_dlext_20110719_4046_4158.csv | F:\UPOD\Cell_DLE\CSV_files_raw_nieuwe_structuur\2011\sap3_92\m07 | F:\UPOD\Cell_DLE\CSV_files_raw_nieuwe_structuur\2011\sap3_92\m07\42192az_dlext_20110719_4046_4158.csv | 113
v4 | Full | 3 | 42192az_dlext_20110720_4159_4256.csv | F:\UPOD\Cell_DLE\CSV_files_raw_nieuwe_structuur\2011\sap3_92\m07 | F:\UPOD\Cell_DLE\CSV_files_raw_nieuwe_structuur\2011\sap3_92\m07\42192az_dlext_20110720_4159_4256.csv | 98
v4 | Full | 3 | 42192az_dlext_20110721_4257_4350.csv | F:\UPOD\Cell_DLE\CSV_files_raw_nieuwe_structuur\2011\sap3_92\m07 | F:\UPOD\Cell_DLE\CSV_files_raw_nieuwe_structuur\2011\sap3_92\m07\42192az_dlext_20110721_4257_4350.csv | 94
v4 | Full | 3 | 42192az_dlext_20110722_4351_4435.csv | F:\UPOD\Cell_DLE\CSV_files_raw_nieuwe_structuur\2011\sap3_92\m07 | F:\UPOD\Cell_DLE\CSV_files_raw_nieuwe_structuur\2011\sap3_92\m07\42192az_dlext_20110722_4351_4435.csv | 85
v4 | Full | 3 | 42192az_dlext_20110723_4436_4489.csv | F:\UPOD\Cell_DLE\CSV_files_raw_nieuwe_structuur\2011\sap3_92\m07 | F:\UPOD\Cell_DLE\CSV_files_raw_nieuwe_structuur\2011\sap3_92\m07\42192az_dlext_20110723_4436_4489.csv | 54
v4 | Full | 3 | 42192az_dlext_20110724_4490_4526.csv | F:\UPOD\Cell_DLE\CSV_files_raw_nieuwe_structuur\2011\sap3_92\m07 | F:\UPOD\Cell_DLE\CSV_files_raw_nieuwe_structuur\2011\sap3_92\m07\42192az_dlext_20110724_4490_4526.csv | 37
v4 | Full | 3 | 42192az_dlext_20110725_4527_4633.csv | F:\UPOD\Cell_DLE\CSV_files_raw_nieuwe_structuur\2011\sap3_92\m07 | F:\UPOD\Cell_DLE\CSV_files_raw_nieuwe_structuur\2011\sap3_92\m07\42192az_dlext_20110725_4527_4633.csv | 107
v4 | Full | 3 | 42192az_dlext_20110726_4634_4733.csv | F:\UPOD\Cell_DLE\CSV_files_raw_nieuwe_structuur\2011\sap3_92\m07 | F:\UPOD\Cell_DLE\CSV_files_raw_nieuwe_structuur\2011\sap3_92\m07\42192az_dlext_20110726_4634_4733.csv | 100
v4 | Full | 3 | 42192az_dlext_20110727_4734_4826.csv | F:\UPOD\Cell_DLE\CSV_files_raw_nieuwe_structuur\2011\sap3_92\m07 | F:\UPOD\Cell_DLE\CSV_files_raw_nieuwe_structuur\2011\sap3_92\m07\42192az_dlext_20110727_4734_4826.csv | 93
v4 | Full | 3 | 42192az_dlext_20110728_4827_4914.csv | F:\UPOD\Cell_DLE\CSV_files_raw_nieuwe_structuur\2011\sap3_92\m07 | F:\UPOD\Cell_DLE\CSV_files_raw_nieuwe_structuur\2011\sap3_92\m07\42192az_dlext_20110728_4827_4914.csv | 88
v4 | Full | 3 | 42192az_dlext_20110729_4915_4998.csv | F:\UPOD\Cell_DLE\CSV_files_raw_nieuwe_structuur\2011\sap3_92\m07 | F:\UPOD\Cell_DLE\CSV_files_raw_nieuwe_structuur\2011\sap3_92\m07\42192az_dlext_20110729_4915_4998.csv | 84
v4 | Full | 3 | 42192az_dlext_20110730_4999_5061.csv | F:\UPOD\Cell_DLE\CSV_files_raw_nieuwe_structuur\2011\sap3_92\m07 | F:\UPOD\Cell_DLE\CSV_files_raw_nieuwe_structuur\2011\sap3_92\m07\42192az_dlext_20110730_4999_5061.csv | 63
v4 | Full | 3 | 42192az_dlext_20110731_5062_5115.csv | F:\UPOD\Cell_DLE\CSV_files_raw_nieuwe_structuur\2011\sap3_92\m07 | F:\UPOD\Cell_DLE\CSV_files_raw_nieuwe_structuur\2011\sap3_92\m07\42192az_dlext_20110731_5062_5115.csv | 54
v4 | Full | 3 | 42192az_dlext_20110801_5116_5223.csv | F:\UPOD\Cell_DLE\CSV_files_raw_nieuwe_structuur\2011\sap3_92\m08 | F:\UPOD\Cell_DLE\CSV_files_raw_nieuwe_structuur\2011\sap3_92\m08\42192az_dlext_20110801_5116_5223.csv | 108
v4 | Full | 3 | 42192az_dlext_20110802_5224_5296.csv | F:\UPOD\Cell_DLE\CSV_files_raw_nieuwe_structuur\2011\sap3_92\m08 | F:\UPOD\Cell_DLE\CSV_files_raw_nieuwe_structuur\2011\sap3_92\m08\42192az_dlext_20110802_5224_5296.csv | 73
v4 | Full | 3 | 42192az_dlext_20110803_5297_5347.csv | F:\UPOD\Cell_DLE\CSV_files_raw_nieuwe_structuur\2011\sap3_92\m08 | F:\UPOD\Cell_DLE\CSV_files_raw_nieuwe_structuur\2011\sap3_92\m08\42192az_dlext_20110803_5297_5347.csv | 51
v4 | Full | 3 | 42192az_dlext_20110804_5348_5428.csv | F:\UPOD\Cell_DLE\CSV_files_raw_nieuwe_structuur\2011\sap3_92\m08 | F:\UPOD\Cell_DLE\CSV_files_raw_nieuwe_structuur\2011\sap3_92\m08\42192az_dlext_20110804_5348_5428.csv | 81
v4 | Full | 3 | 42192az_dlext_20110805_5429_5494.csv | F:\UPOD\Cell_DLE\CSV_files_raw_nieuwe_structuur\2011\sap3_92\m08 | F:\UPOD\Cell_DLE\CSV_files_raw_nieuwe_structuur\2011\sap3_92\m08\42192az_dlext_20110805_5429_5494.csv | 66
v4 | Full | 3 | 42192az_dlext_20110806_5495_5544.csv | F:\UPOD\Cell_DLE\CSV_files_raw_nieuwe_structuur\2011\sap3_92\m08 | F:\UPOD\Cell_DLE\CSV_files_raw_nieuwe_structuur\2011\sap3_92\m08\42192az_dlext_20110806_5495_5544.csv | 50
v4 | Full | 3 | 42192az_dlext_20110807_5545_5601.csv | F:\UPOD\Cell_DLE\CSV_files_raw_nieuwe_structuur\2011\sap3_92\m08 | F:\UPOD\Cell_DLE\CSV_files_raw_nieuwe_structuur\2011\sap3_92\m08\42192az_dlext_20110807_5545_5601.csv | 57
v4 | Full | 3 | 42192az_dlext_20110808_5602_5696.csv | F:\UPOD\Cell_DLE\CSV_files_raw_nieuwe_structuur\2011\sap3_92\m08 | F:\UPOD\Cell_DLE\CSV_files_raw_nieuwe_structuur\2011\sap3_92\m08\42192az_dlext_20110808_5602_5696.csv | 95
v4 | Full | 3 | 42192az_dlext_20110809_5697_5783.csv | F:\UPOD\Cell_DLE\CSV_files_raw_nieuwe_structuur\2011\sap3_92\m08 | F:\UPOD\Cell_DLE\CSV_files_raw_nieuwe_structuur\2011\sap3_92\m08\42192az_dlext_20110809_5697_5783.csv | 87
v4 | Full | 3 | 42192az_dlext_20110810_5784_5872.csv | F:\UPOD\Cell_DLE\CSV_files_raw_nieuwe_structuur\2011\sap3_92\m08 | F:\UPOD\Cell_DLE\CSV_files_raw_nieuwe_structuur\2011\sap3_92\m08\42192az_dlext_20110810_5784_5872.csv | 89
v4 | Full | 3 | 42192az_dlext_20110811_5873_5938.csv | F:\UPOD\Cell_DLE\CSV_files_raw_nieuwe_structuur\2011\sap3_92\m08 | F:\UPOD\Cell_DLE\CSV_files_raw_nieuwe_structuur\2011\sap3_92\m08\42192az_dlext_20110811_5873_5938.csv | 66
v4 | Full | 3 | 42192az_dlext_20110812_5939_6014.csv | F:\UPOD\Cell_DLE\CSV_files_raw_nieuwe_structuur\2011\sap3_92\m08 | F:\UPOD\Cell_DLE\CSV_files_raw_nieuwe_structuur\2011\sap3_92\m08\42192az_dlext_20110812_5939_6014.csv | 76
v4 | Full | 3 | 42192az_dlext_20110813_6015_6075.csv | F:\UPOD\Cell_DLE\CSV_files_raw_nieuwe_structuur\2011\sap3_92\m08 | F:\UPOD\Cell_DLE\CSV_files_raw_nieuwe_structuur\2011\sap3_92\m08\42192az_dlext_20110813_6015_6075.csv | 61
v4 | Full | 3 | 42192az_dlext_20110814_6076_6119.csv | F:\UPOD\Cell_DLE\CSV_files_raw_nieuwe_structuur\2011\sap3_92\m08 | F:\UPOD\Cell_DLE\CSV_files_raw_nieuwe_structuur\2011\sap3_92\m08\42192az_dlext_20110814_6076_6119.csv | 44
v4 | Full | 3 | 42192az_dlext_20110815_6120_6223.csv | F:\UPOD\Cell_DLE\CSV_files_raw_nieuwe_structuur\2011\sap3_92\m08 | F:\UPOD\Cell_DLE\CSV_files_raw_nieuwe_structuur\2011\sap3_92\m08\42192az_dlext_20110815_6120_6223.csv | 104
v4 | Full | 3 | 42192az_dlext_20110816_6224_6311.csv | F:\UPOD\Cell_DLE\CSV_files_raw_nieuwe_structuur\2011\sap3_92\m08 | F:\UPOD\Cell_DLE\CSV_files_raw_nieuwe_structuur\2011\sap3_92\m08\42192az_dlext_20110816_6224_6311.csv | 88
v4 | Full | 3 | 42192az_dlext_20110817_6312_6428.csv | F:\UPOD\Cell_DLE\CSV_files_raw_nieuwe_structuur\2011\sap3_92\m08 | F:\UPOD\Cell_DLE\CSV_files_raw_nieuwe_structuur\2011\sap3_92\m08\42192az_dlext_20110817_6312_6428.csv | 117
v4 | Full | 3 | 42192az_dlext_20110818_6429_6564.csv | F:\UPOD\Cell_DLE\CSV_files_raw_nieuwe_structuur\2011\sap3_92\m08 | F:\UPOD\Cell_DLE\CSV_files_raw_nieuwe_structuur\2011\sap3_92\m08\42192az_dlext_20110818_6429_6564.csv | 136
v4 | Full | 3 | 42192az_dlext_20110819_6565_6639.csv | F:\UPOD\Cell_DLE\CSV_files_raw_nieuwe_structuur\2011\sap3_92\m08 | F:\UPOD\Cell_DLE\CSV_files_raw_nieuwe_structuur\2011\sap3_92\m08\42192az_dlext_20110819_6565_6639.csv | 75
v4 | Full | 3 | 42192az_dlext_20110820_6640_6691.csv | F:\UPOD\Cell_DLE\CSV_files_raw_nieuwe_structuur\2011\sap3_92\m08 | F:\UPOD\Cell_DLE\CSV_files_raw_nieuwe_structuur\2011\sap3_92\m08\42192az_dlext_20110820_6640_6691.csv | 52
v4 | Full | 3 | 42192az_dlext_20110821_6692_6734.csv | F:\UPOD\Cell_DLE\CSV_files_raw_nieuwe_structuur\2011\sap3_92\m08 | F:\UPOD\Cell_DLE\CSV_files_raw_nieuwe_structuur\2011\sap3_92\m08\42192az_dlext_20110821_6692_6734.csv | 43
v4 | Full | 3 | 42192az_dlext_20110822_6735_6817.csv | F:\UPOD\Cell_DLE\CSV_files_raw_nieuwe_structuur\2011\sap3_92\m08 | F:\UPOD\Cell_DLE\CSV_files_raw_nieuwe_structuur\2011\sap3_92\m08\42192az_dlext_20110822_6735_6817.csv | 83
v4 | Full | 3 | 42192az_dlext_20110823_6818_6969.csv | F:\UPOD\Cell_DLE\CSV_files_raw_nieuwe_structuur\2011\sap3_92\m08 | F:\UPOD\Cell_DLE\CSV_files_raw_nieuwe_structuur\2011\sap3_92\m08\42192az_dlext_20110823_6818_6969.csv | 152
v4 | Full | 3 | 42192az_dlext_20110824_6970_7039.csv | F:\UPOD\Cell_DLE\CSV_files_raw_nieuwe_structuur\2011\sap3_92\m08 | F:\UPOD\Cell_DLE\CSV_files_raw_nieuwe_structuur\2011\sap3_92\m08\42192az_dlext_20110824_6970_7039.csv | 70
v4 | Full | 3 | 42192az_dlext_20110825_7040_7154.csv | F:\UPOD\Cell_DLE\CSV_files_raw_nieuwe_structuur\2011\sap3_92\m08 | F:\UPOD\Cell_DLE\CSV_files_raw_nieuwe_structuur\2011\sap3_92\m08\42192az_dlext_20110825_7040_7154.csv | 115
v4 | Full | 3 | 42192az_dlext_20110826_7155_7238.csv | F:\UPOD\Cell_DLE\CSV_files_raw_nieuwe_structuur\2011\sap3_92\m08 | F:\UPOD\Cell_DLE\CSV_files_raw_nieuwe_structuur\2011\sap3_92\m08\42192az_dlext_20110826_7155_7238.csv | 84
v4 | Full | 3 | 42192az_dlext_20110827_7239_7300.csv | F:\UPOD\Cell_DLE\CSV_files_raw_nieuwe_structuur\2011\sap3_92\m08 | F:\UPOD\Cell_DLE\CSV_files_raw_nieuwe_structuur\2011\sap3_92\m08\42192az_dlext_20110827_7239_7300.csv | 62
v4 | Full | 3 | 42192az_dlext_20110828_7301_7365.csv | F:\UPOD\Cell_DLE\CSV_files_raw_nieuwe_structuur\2011\sap3_92\m08 | F:\UPOD\Cell_DLE\CSV_files_raw_nieuwe_structuur\2011\sap3_92\m08\42192az_dlext_20110828_7301_7365.csv | 65
v4 | Full | 3 | 42192az_dlext_20110829_7366_7490.csv | F:\UPOD\Cell_DLE\CSV_files_raw_nieuwe_structuur\2011\sap3_92\m08 | F:\UPOD\Cell_DLE\CSV_files_raw_nieuwe_structuur\2011\sap3_92\m08\42192az_dlext_20110829_7366_7490.csv | 125
v4 | Full | 3 | 42192az_dlext_20110830_7491_7606.csv | F:\UPOD\Cell_DLE\CSV_files_raw_nieuwe_structuur\2011\sap3_92\m08 | F:\UPOD\Cell_DLE\CSV_files_raw_nieuwe_structuur\2011\sap3_92\m08\42192az_dlext_20110830_7491_7606.csv | 116
v4 | Full | 3 | 42192az_dlext_20110831_7607_7711.csv | F:\UPOD\Cell_DLE\CSV_files_raw_nieuwe_structuur\2011\sap3_92\m08 | F:\UPOD\Cell_DLE\CSV_files_raw_nieuwe_structuur\2011\sap3_92\m08\42192az_dlext_20110831_7607_7711.csv | 105
v4 | Full | 3 | 42192az_dlext_20110901_7712_7822.csv | F:\UPOD\Cell_DLE\CSV_files_raw_nieuwe_structuur\2011\sap3_92\m09 | F:\UPOD\Cell_DLE\CSV_files_raw_nieuwe_structuur\2011\sap3_92\m09\42192az_dlext_20110901_7712_7822.csv | 111
v4 | Full | 3 | 42192az_dlext_20110902_7823_7914.csv | F:\UPOD\Cell_DLE\CSV_files_raw_nieuwe_structuur\2011\sap3_92\m09 | F:\UPOD\Cell_DLE\CSV_files_raw_nieuwe_structuur\2011\sap3_92\m09\42192az_dlext_20110902_7823_7914.csv | 92
v4 | Full | 3 | 42192az_dlext_20110903_7915_7968.csv | F:\UPOD\Cell_DLE\CSV_files_raw_nieuwe_structuur\2011\sap3_92\m09 | F:\UPOD\Cell_DLE\CSV_files_raw_nieuwe_structuur\2011\sap3_92\m09\42192az_dlext_20110903_7915_7968.csv | 54
v4 | Full | 3 | 42192az_dlext_20110904_7969_8009.csv | F:\UPOD\Cell_DLE\CSV_files_raw_nieuwe_structuur\2011\sap3_92\m09 | F:\UPOD\Cell_DLE\CSV_files_raw_nieuwe_structuur\2011\sap3_92\m09\42192az_dlext_20110904_7969_8009.csv | 41
v4 | Full | 3 | 42192az_dlext_20110905_8010_8153.csv | F:\UPOD\Cell_DLE\CSV_files_raw_nieuwe_structuur\2011\sap3_92\m09 | F:\UPOD\Cell_DLE\CSV_files_raw_nieuwe_structuur\2011\sap3_92\m09\42192az_dlext_20110905_8010_8153.csv | 144
v4 | Full | 3 | 42192az_dlext_20110906_8154_8254.csv | F:\UPOD\Cell_DLE\CSV_files_raw_nieuwe_structuur\2011\sap3_92\m09 | F:\UPOD\Cell_DLE\CSV_files_raw_nieuwe_structuur\2011\sap3_92\m09\42192az_dlext_20110906_8154_8254.csv | 101
v4 | Full | 3 | 42192az_dlext_20110907_8255_8453.csv | F:\UPOD\Cell_DLE\CSV_files_raw_nieuwe_structuur\2011\sap3_92\m09 | F:\UPOD\Cell_DLE\CSV_files_raw_nieuwe_structuur\2011\sap3_92\m09\42192az_dlext_20110907_8255_8453.csv | 199
v4 | Full | 3 | 42192az_dlext_20110908_8454_8586.csv | F:\UPOD\Cell_DLE\CSV_files_raw_nieuwe_structuur\2011\sap3_92\m09 | F:\UPOD\Cell_DLE\CSV_files_raw_nieuwe_structuur\2011\sap3_92\m09\42192az_dlext_20110908_8454_8586.csv | 133
v4 | Full | 3 | 42192az_dlext_20110909_8587_8672.csv | F:\UPOD\Cell_DLE\CSV_files_raw_nieuwe_structuur\2011\sap3_92\m09 | F:\UPOD\Cell_DLE\CSV_files_raw_nieuwe_structuur\2011\sap3_92\m09\42192az_dlext_20110909_8587_8672.csv | 86
v4 | Full | 3 | 42192az_dlext_20110910_8673_8727.csv | F:\UPOD\Cell_DLE\CSV_files_raw_nieuwe_structuur\2011\sap3_92\m09 | F:\UPOD\Cell_DLE\CSV_files_raw_nieuwe_structuur\2011\sap3_92\m09\42192az_dlext_20110910_8673_8727.csv | 55
v4 | Full | 3 | 42192az_dlext_20110911_8728_8779.csv | F:\UPOD\Cell_DLE\CSV_files_raw_nieuwe_structuur\2011\sap3_92\m09 | F:\UPOD\Cell_DLE\CSV_files_raw_nieuwe_structuur\2011\sap3_92\m09\42192az_dlext_20110911_8728_8779.csv | 52
v4 | Full | 3 | 42192az_dlext_20110912_8780_8916.csv | F:\UPOD\Cell_DLE\CSV_files_raw_nieuwe_structuur\2011\sap3_92\m09 | F:\UPOD\Cell_DLE\CSV_files_raw_nieuwe_structuur\2011\sap3_92\m09\42192az_dlext_20110912_8780_8916.csv | 137
v4 | Full | 3 | 42192az_dlext_20110913_8917_9059.csv | F:\UPOD\Cell_DLE\CSV_files_raw_nieuwe_structuur\2011\sap3_92\m09 | F:\UPOD\Cell_DLE\CSV_files_raw_nieuwe_structuur\2011\sap3_92\m09\42192az_dlext_20110913_8917_9059.csv | 143
v4 | Full | 3 | 42192az_dlext_20110914_9060_9163.csv | F:\UPOD\Cell_DLE\CSV_files_raw_nieuwe_structuur\2011\sap3_92\m09 | F:\UPOD\Cell_DLE\CSV_files_raw_nieuwe_structuur\2011\sap3_92\m09\42192az_dlext_20110914_9060_9163.csv | 104
v4 | Full | 3 | 42192az_dlext_20110915_9164_9264.csv | F:\UPOD\Cell_DLE\CSV_files_raw_nieuwe_structuur\2011\sap3_92\m09 | F:\UPOD\Cell_DLE\CSV_files_raw_nieuwe_structuur\2011\sap3_92\m09\42192az_dlext_20110915_9164_9264.csv | 101
v4 | Full | 3 | 42192az_dlext_20110916_9265_9393.csv | F:\UPOD\Cell_DLE\CSV_files_raw_nieuwe_structuur\2011\sap3_92\m09 | F:\UPOD\Cell_DLE\CSV_files_raw_nieuwe_structuur\2011\sap3_92\m09\42192az_dlext_20110916_9265_9393.csv | 129
v4 | Full | 3 | 42192az_dlext_20110917_9394_9429.csv | F:\UPOD\Cell_DLE\CSV_files_raw_nieuwe_structuur\2011\sap3_92\m09 | F:\UPOD\Cell_DLE\CSV_files_raw_nieuwe_structuur\2011\sap3_92\m09\42192az_dlext_20110917_9394_9429.csv | 36
v4 | Full | 3 | 42192az_dlext_20110918_9430_9486.csv | F:\UPOD\Cell_DLE\CSV_files_raw_nieuwe_structuur\2011\sap3_92\m09 | F:\UPOD\Cell_DLE\CSV_files_raw_nieuwe_structuur\2011\sap3_92\m09\42192az_dlext_20110918_9430_9486.csv | 55
v4 | Full | 3 | 42192az_dlext_20110919_9487_9580.csv | F:\UPOD\Cell_DLE\CSV_files_raw_nieuwe_structuur\2011\sap3_92\m09 | F:\UPOD\Cell_DLE\CSV_files_raw_nieuwe_structuur\2011\sap3_92\m09\42192az_dlext_20110919_9487_9580.csv | 94
v4 | Full | 3 | 42192az_dlext_20110920_9581_9636.csv | F:\UPOD\Cell_DLE\CSV_files_raw_nieuwe_structuur\2011\sap3_92\m09 | F:\UPOD\Cell_DLE\CSV_files_raw_nieuwe_structuur\2011\sap3_92\m09\42192az_dlext_20110920_9581_9636.csv | 56
v4 | Full | 3 | 42192az_dlext_20110921_9637_9734.csv | F:\UPOD\Cell_DLE\CSV_files_raw_nieuwe_structuur\2011\sap3_92\m09 | F:\UPOD\Cell_DLE\CSV_files_raw_nieuwe_structuur\2011\sap3_92\m09\42192az_dlext_20110921_9637_9734.csv | 98
v4 | Full | 3 | 42192az_dlext_20110922_9735_9866.csv | F:\UPOD\Cell_DLE\CSV_files_raw_nieuwe_structuur\2011\sap3_92\m09 | F:\UPOD\Cell_DLE\CSV_files_raw_nieuwe_structuur\2011\sap3_92\m09\42192az_dlext_20110922_9735_9866.csv | 132
v4 | Full | 3 | 42192az_dlext_20110923_9867_9950.csv | F:\UPOD\Cell_DLE\CSV_files_raw_nieuwe_structuur\2011\sap3_92\m09 | F:\UPOD\Cell_DLE\CSV_files_raw_nieuwe_structuur\2011\sap3_92\m09\42192az_dlext_20110923_9867_9950.csv | 84
v4 | Full | 3 | 42192az_dlext_20110924_9951_0039.csv | F:\UPOD\Cell_DLE\CSV_files_raw_nieuwe_structuur\2011\sap3_92\m09 | F:\UPOD\Cell_DLE\CSV_files_raw_nieuwe_structuur\2011\sap3_92\m09\42192az_dlext_20110924_9951_0039.csv | 89
v4 | Full | 3 | 42192az_dlext_20110925_0040_0118.csv | F:\UPOD\Cell_DLE\CSV_files_raw_nieuwe_structuur\2011\sap3_92\m09 | F:\UPOD\Cell_DLE\CSV_files_raw_nieuwe_structuur\2011\sap3_92\m09\42192az_dlext_20110925_0040_0118.csv | 79
v4 | Full | 3 | 42192az_dlext_20110926_0119_0215.csv | F:\UPOD\Cell_DLE\CSV_files_raw_nieuwe_structuur\2011\sap3_92\m09 | F:\UPOD\Cell_DLE\CSV_files_raw_nieuwe_structuur\2011\sap3_92\m09\42192az_dlext_20110926_0119_0215.csv | 97
v4 | Full | 3 | 42192az_dlext_20110927_0216_0417.csv | F:\UPOD\Cell_DLE\CSV_files_raw_nieuwe_structuur\2011\sap3_92\m09 | F:\UPOD\Cell_DLE\CSV_files_raw_nieuwe_structuur\2011\sap3_92\m09\42192az_dlext_20110927_0216_0417.csv | 202
v4 | Full | 3 | 42192az_dlext_20110928_0418_0529.csv | F:\UPOD\Cell_DLE\CSV_files_raw_nieuwe_structuur\2011\sap3_92\m09 | F:\UPOD\Cell_DLE\CSV_files_raw_nieuwe_structuur\2011\sap3_92\m09\42192az_dlext_20110928_0418_0529.csv | 112
v4 | Full | 3 | 42192az_dlext_20110929_0530_0621.csv | F:\UPOD\Cell_DLE\CSV_files_raw_nieuwe_structuur\2011\sap3_92\m09 | F:\UPOD\Cell_DLE\CSV_files_raw_nieuwe_structuur\2011\sap3_92\m09\42192az_dlext_20110929_0530_0621.csv | 92
v4 | Full | 3 | 42192az_dlext_20110930_0622_0713.csv | F:\UPOD\Cell_DLE\CSV_files_raw_nieuwe_structuur\2011\sap3_92\m09 | F:\UPOD\Cell_DLE\CSV_files_raw_nieuwe_structuur\2011\sap3_92\m09\42192az_dlext_20110930_0622_0713.csv | 92
v4 | Full | 3 | 42192az_dlext_20111001_0714_0795.csv | F:\UPOD\Cell_DLE\CSV_files_raw_nieuwe_structuur\2011\sap3_92\m10 | F:\UPOD\Cell_DLE\CSV_files_raw_nieuwe_structuur\2011\sap3_92\m10\42192az_dlext_20111001_0714_0795.csv | 82
v4 | Full | 3 | 42192az_dlext_20111002_0796_0859.csv | F:\UPOD\Cell_DLE\CSV_files_raw_nieuwe_structuur\2011\sap3_92\m10 | F:\UPOD\Cell_DLE\CSV_files_raw_nieuwe_structuur\2011\sap3_92\m10\42192az_dlext_20111002_0796_0859.csv | 64
v4 | Full | 3 | 42192az_dlext_20111003_0860_0975.csv | F:\UPOD\Cell_DLE\CSV_files_raw_nieuwe_structuur\2011\sap3_92\m10 | F:\UPOD\Cell_DLE\CSV_files_raw_nieuwe_structuur\2011\sap3_92\m10\42192az_dlext_20111003_0860_0975.csv | 116
v4 | Full | 3 | 42192az_dlext_20111004_0976_1076.csv | F:\UPOD\Cell_DLE\CSV_files_raw_nieuwe_structuur\2011\sap3_92\m10 | F:\UPOD\Cell_DLE\CSV_files_raw_nieuwe_structuur\2011\sap3_92\m10\42192az_dlext_20111004_0976_1076.csv | 101
v4 | Full | 3 | 42192az_dlext_20111005_1077_1149.csv | F:\UPOD\Cell_DLE\CSV_files_raw_nieuwe_structuur\2011\sap3_92\m10 | F:\UPOD\Cell_DLE\CSV_files_raw_nieuwe_structuur\2011\sap3_92\m10\42192az_dlext_20111005_1077_1149.csv | 73
v4 | Full | 3 | 42192az_dlext_20111006_1150_1258.csv | F:\UPOD\Cell_DLE\CSV_files_raw_nieuwe_structuur\2011\sap3_92\m10 | F:\UPOD\Cell_DLE\CSV_files_raw_nieuwe_structuur\2011\sap3_92\m10\42192az_dlext_20111006_1150_1258.csv | 109
v4 | Full | 3 | 42192az_dlext_20111007_1259_1336.csv | F:\UPOD\Cell_DLE\CSV_files_raw_nieuwe_structuur\2011\sap3_92\m10 | F:\UPOD\Cell_DLE\CSV_files_raw_nieuwe_structuur\2011\sap3_92\m10\42192az_dlext_20111007_1259_1336.csv | 78
v4 | Full | 3 | 42192az_dlext_20111008_1337_1387.csv | F:\UPOD\Cell_DLE\CSV_files_raw_nieuwe_structuur\2011\sap3_92\m10 | F:\UPOD\Cell_DLE\CSV_files_raw_nieuwe_structuur\2011\sap3_92\m10\42192az_dlext_20111008_1337_1387.csv | 51
v4 | Full | 3 | 42192az_dlext_20111009_1388_1450.csv | F:\UPOD\Cell_DLE\CSV_files_raw_nieuwe_structuur\2011\sap3_92\m10 | F:\UPOD\Cell_DLE\CSV_files_raw_nieuwe_structuur\2011\sap3_92\m10\42192az_dlext_20111009_1388_1450.csv | 63
v4 | Full | 3 | 42192az_dlext_20111010_1451_1599.csv | F:\UPOD\Cell_DLE\CSV_files_raw_nieuwe_structuur\2011\sap3_92\m10 | F:\UPOD\Cell_DLE\CSV_files_raw_nieuwe_structuur\2011\sap3_92\m10\42192az_dlext_20111010_1451_1599.csv | 149
v4 | Full | 3 | 42192az_dlext_20111011_1600_1695.csv | F:\UPOD\Cell_DLE\CSV_files_raw_nieuwe_structuur\2011\sap3_92\m10 | F:\UPOD\Cell_DLE\CSV_files_raw_nieuwe_structuur\2011\sap3_92\m10\42192az_dlext_20111011_1600_1695.csv | 96
v4 | Full | 3 | 42192az_dlext_20111012_1696_1836.csv | F:\UPOD\Cell_DLE\CSV_files_raw_nieuwe_structuur\2011\sap3_92\m10 | F:\UPOD\Cell_DLE\CSV_files_raw_nieuwe_structuur\2011\sap3_92\m10\42192az_dlext_20111012_1696_1836.csv | 141
v4 | Full | 3 | 42192az_dlext_20111013_1837_1950.csv | F:\UPOD\Cell_DLE\CSV_files_raw_nieuwe_structuur\2011\sap3_92\m10 | F:\UPOD\Cell_DLE\CSV_files_raw_nieuwe_structuur\2011\sap3_92\m10\42192az_dlext_20111013_1837_1950.csv | 114
v4 | Full | 3 | 42192az_dlext_20111014_1951_2022.csv | F:\UPOD\Cell_DLE\CSV_files_raw_nieuwe_structuur\2011\sap3_92\m10 | F:\UPOD\Cell_DLE\CSV_files_raw_nieuwe_structuur\2011\sap3_92\m10\42192az_dlext_20111014_1951_2022.csv | 72
v4 | Full | 3 | 42192az_dlext_20111015_2023_2070.csv | F:\UPOD\Cell_DLE\CSV_files_raw_nieuwe_structuur\2011\sap3_92\m10 | F:\UPOD\Cell_DLE\CSV_files_raw_nieuwe_structuur\2011\sap3_92\m10\42192az_dlext_20111015_2023_2070.csv | 48
v4 | Full | 3 | 42192az_dlext_20111016_2071_2126.csv | F:\UPOD\Cell_DLE\CSV_files_raw_nieuwe_structuur\2011\sap3_92\m10 | F:\UPOD\Cell_DLE\CSV_files_raw_nieuwe_structuur\2011\sap3_92\m10\42192az_dlext_20111016_2071_2126.csv | 56
v4 | Full | 3 | 42192az_dlext_20111017_2127_2361.csv | F:\UPOD\Cell_DLE\CSV_files_raw_nieuwe_structuur\2011\sap3_92\m10 | F:\UPOD\Cell_DLE\CSV_files_raw_nieuwe_structuur\2011\sap3_92\m10\42192az_dlext_20111017_2127_2361.csv | 235
v4 | Full | 3 | 42192az_dlext_20111018_2362_2455.csv | F:\UPOD\Cell_DLE\CSV_files_raw_nieuwe_structuur\2011\sap3_92\m10 | F:\UPOD\Cell_DLE\CSV_files_raw_nieuwe_structuur\2011\sap3_92\m10\42192az_dlext_20111018_2362_2455.csv | 94
v4 | Full | 3 | 42192az_dlext_20111019_2456_2553.csv | F:\UPOD\Cell_DLE\CSV_files_raw_nieuwe_structuur\2011\sap3_92\m10 | F:\UPOD\Cell_DLE\CSV_files_raw_nieuwe_structuur\2011\sap3_92\m10\42192az_dlext_20111019_2456_2553.csv | 98
v4 | Full | 3 | 42192az_dlext_20111020_2554_2654.csv | F:\UPOD\Cell_DLE\CSV_files_raw_nieuwe_structuur\2011\sap3_92\m10 | F:\UPOD\Cell_DLE\CSV_files_raw_nieuwe_structuur\2011\sap3_92\m10\42192az_dlext_20111020_2554_2654.csv | 101
v4 | Full | 3 | 42192az_dlext_20111021_2655_2731.csv | F:\UPOD\Cell_DLE\CSV_files_raw_nieuwe_structuur\2011\sap3_92\m10 | F:\UPOD\Cell_DLE\CSV_files_raw_nieuwe_structuur\2011\sap3_92\m10\42192az_dlext_20111021_2655_2731.csv | 77
v4 | Full | 3 | 42192az_dlext_20111022_2732_2795.csv | F:\UPOD\Cell_DLE\CSV_files_raw_nieuwe_structuur\2011\sap3_92\m10 | F:\UPOD\Cell_DLE\CSV_files_raw_nieuwe_structuur\2011\sap3_92\m10\42192az_dlext_20111022_2732_2795.csv | 64
v4 | Full | 3 | 42192az_dlext_20111023_2796_2850.csv | F:\UPOD\Cell_DLE\CSV_files_raw_nieuwe_structuur\2011\sap3_92\m10 | F:\UPOD\Cell_DLE\CSV_files_raw_nieuwe_structuur\2011\sap3_92\m10\42192az_dlext_20111023_2796_2850.csv | 55
v4 | Full | 3 | 42192az_dlext_20111024_2851_3071.csv | F:\UPOD\Cell_DLE\CSV_files_raw_nieuwe_structuur\2011\sap3_92\m10 | F:\UPOD\Cell_DLE\CSV_files_raw_nieuwe_structuur\2011\sap3_92\m10\42192az_dlext_20111024_2851_3071.csv | 221
v4 | Full | 3 | 42192az_dlext_20111025_3072_3191.csv | F:\UPOD\Cell_DLE\CSV_files_raw_nieuwe_structuur\2011\sap3_92\m10 | F:\UPOD\Cell_DLE\CSV_files_raw_nieuwe_structuur\2011\sap3_92\m10\42192az_dlext_20111025_3072_3191.csv | 120
v4 | Full | 3 | 42192az_dlext_20111026_3192_3275.csv | F:\UPOD\Cell_DLE\CSV_files_raw_nieuwe_structuur\2011\sap3_92\m10 | F:\UPOD\Cell_DLE\CSV_files_raw_nieuwe_structuur\2011\sap3_92\m10\42192az_dlext_20111026_3192_3275.csv | 84
v4 | Full | 3 | 42192az_dlext_20111027_3276_3358.csv | F:\UPOD\Cell_DLE\CSV_files_raw_nieuwe_structuur\2011\sap3_92\m10 | F:\UPOD\Cell_DLE\CSV_files_raw_nieuwe_structuur\2011\sap3_92\m10\42192az_dlext_20111027_3276_3358.csv | 83
v4 | Full | 3 | 42192az_dlext_20111028_3359_3431.csv | F:\UPOD\Cell_DLE\CSV_files_raw_nieuwe_structuur\2011\sap3_92\m10 | F:\UPOD\Cell_DLE\CSV_files_raw_nieuwe_structuur\2011\sap3_92\m10\42192az_dlext_20111028_3359_3431.csv | 73
v4 | Full | 3 | 42192az_dlext_20111029_3432_3483.csv | F:\UPOD\Cell_DLE\CSV_files_raw_nieuwe_structuur\2011\sap3_92\m10 | F:\UPOD\Cell_DLE\CSV_files_raw_nieuwe_structuur\2011\sap3_92\m10\42192az_dlext_20111029_3432_3483.csv | 52
v4 | Full | 3 | 42192az_dlext_20111030_3484_3531.csv | F:\UPOD\Cell_DLE\CSV_files_raw_nieuwe_structuur\2011\sap3_92\m10 | F:\UPOD\Cell_DLE\CSV_files_raw_nieuwe_structuur\2011\sap3_92\m10\42192az_dlext_20111030_3484_3531.csv | 48
v4 | Full | 3 | 42192az_dlext_20111031_3532_3631.csv | F:\UPOD\Cell_DLE\CSV_files_raw_nieuwe_structuur\2011\sap3_92\m10 | F:\UPOD\Cell_DLE\CSV_files_raw_nieuwe_structuur\2011\sap3_92\m10\42192az_dlext_20111031_3532_3631.csv | 100
v4 | Full | 3 | 42192az_dlext_20111101_3632_3696.csv | F:\UPOD\Cell_DLE\CSV_files_raw_nieuwe_structuur\2011\sap3_92\m11 | F:\UPOD\Cell_DLE\CSV_files_raw_nieuwe_structuur\2011\sap3_92\m11\42192az_dlext_20111101_3632_3696.csv | 64
v4 | Full | 3 | 42192az_dlext_20111102_3697_3813.csv | F:\UPOD\Cell_DLE\CSV_files_raw_nieuwe_structuur\2011\sap3_92\m11 | F:\UPOD\Cell_DLE\CSV_files_raw_nieuwe_structuur\2011\sap3_92\m11\42192az_dlext_20111102_3697_3813.csv | 117
v4 | Full | 3 | 42192az_dlext_20111103_3814_3895.csv | F:\UPOD\Cell_DLE\CSV_files_raw_nieuwe_structuur\2011\sap3_92\m11 | F:\UPOD\Cell_DLE\CSV_files_raw_nieuwe_structuur\2011\sap3_92\m11\42192az_dlext_20111103_3814_3895.csv | 82
v4 | Full | 3 | 42192az_dlext_20111104_3896_3974.csv | F:\UPOD\Cell_DLE\CSV_files_raw_nieuwe_structuur\2011\sap3_92\m11 | F:\UPOD\Cell_DLE\CSV_files_raw_nieuwe_structuur\2011\sap3_92\m11\42192az_dlext_20111104_3896_3974.csv | 79
v4 | Full | 3 | 42192az_dlext_20111105_3975_4026.csv | F:\UPOD\Cell_DLE\CSV_files_raw_nieuwe_structuur\2011\sap3_92\m11 | F:\UPOD\Cell_DLE\CSV_files_raw_nieuwe_structuur\2011\sap3_92\m11\42192az_dlext_20111105_3975_4026.csv | 52
v4 | Full | 3 | 42192az_dlext_20111106_4027_4060.csv | F:\UPOD\Cell_DLE\CSV_files_raw_nieuwe_structuur\2011\sap3_92\m11 | F:\UPOD\Cell_DLE\CSV_files_raw_nieuwe_structuur\2011\sap3_92\m11\42192az_dlext_20111106_4027_4060.csv | 34
v4 | Full | 3 | 42192az_dlext_20111107_4061_4177.csv | F:\UPOD\Cell_DLE\CSV_files_raw_nieuwe_structuur\2011\sap3_92\m11 | F:\UPOD\Cell_DLE\CSV_files_raw_nieuwe_structuur\2011\sap3_92\m11\42192az_dlext_20111107_4061_4177.csv | 117
v4 | Full | 3 | 42192az_dlext_20111108_4178_4289.csv | F:\UPOD\Cell_DLE\CSV_files_raw_nieuwe_structuur\2011\sap3_92\m11 | F:\UPOD\Cell_DLE\CSV_files_raw_nieuwe_structuur\2011\sap3_92\m11\42192az_dlext_20111108_4178_4289.csv | 112
v4 | Full | 3 | 42192az_dlext_20111109_4290_4390.csv | F:\UPOD\Cell_DLE\CSV_files_raw_nieuwe_structuur\2011\sap3_92\m11 | F:\UPOD\Cell_DLE\CSV_files_raw_nieuwe_structuur\2011\sap3_92\m11\42192az_dlext_20111109_4290_4390.csv | 101
v4 | Full | 3 | 42192az_dlext_20111110_4391_4497.csv | F:\UPOD\Cell_DLE\CSV_files_raw_nieuwe_structuur\2011\sap3_92\m11 | F:\UPOD\Cell_DLE\CSV_files_raw_nieuwe_structuur\2011\sap3_92\m11\42192az_dlext_20111110_4391_4497.csv | 107
v4 | Full | 3 | 42192az_dlext_20111111_4498_4604.csv | F:\UPOD\Cell_DLE\CSV_files_raw_nieuwe_structuur\2011\sap3_92\m11 | F:\UPOD\Cell_DLE\CSV_files_raw_nieuwe_structuur\2011\sap3_92\m11\42192az_dlext_20111111_4498_4604.csv | 107
v4 | Full | 3 | 42192az_dlext_20111112_4605_4686.csv | F:\UPOD\Cell_DLE\CSV_files_raw_nieuwe_structuur\2011\sap3_92\m11 | F:\UPOD\Cell_DLE\CSV_files_raw_nieuwe_structuur\2011\sap3_92\m11\42192az_dlext_20111112_4605_4686.csv | 82
v4 | Full | 3 | 42192az_dlext_20111113_4687_4744.csv | F:\UPOD\Cell_DLE\CSV_files_raw_nieuwe_structuur\2011\sap3_92\m11 | F:\UPOD\Cell_DLE\CSV_files_raw_nieuwe_structuur\2011\sap3_92\m11\42192az_dlext_20111113_4687_4744.csv | 58
v4 | Full | 3 | 42192az_dlext_20111114_4745_4859.csv | F:\UPOD\Cell_DLE\CSV_files_raw_nieuwe_structuur\2011\sap3_92\m11 | F:\UPOD\Cell_DLE\CSV_files_raw_nieuwe_structuur\2011\sap3_92\m11\42192az_dlext_20111114_4745_4859.csv | 115
v4 | Full | 3 | 42192az_dlext_20111115_4860_4941.csv | F:\UPOD\Cell_DLE\CSV_files_raw_nieuwe_structuur\2011\sap3_92\m11 | F:\UPOD\Cell_DLE\CSV_files_raw_nieuwe_structuur\2011\sap3_92\m11\42192az_dlext_20111115_4860_4941.csv | 82
v4 | Full | 3 | 42192az_dlext_20111116_4942_5153.csv | F:\UPOD\Cell_DLE\CSV_files_raw_nieuwe_structuur\2011\sap3_92\m11 | F:\UPOD\Cell_DLE\CSV_files_raw_nieuwe_structuur\2011\sap3_92\m11\42192az_dlext_20111116_4942_5153.csv | 212
v4 | Full | 3 | 42192az_dlext_20111117_5154_5282.csv | F:\UPOD\Cell_DLE\CSV_files_raw_nieuwe_structuur\2011\sap3_92\m11 | F:\UPOD\Cell_DLE\CSV_files_raw_nieuwe_structuur\2011\sap3_92\m11\42192az_dlext_20111117_5154_5282.csv | 129
v4 | Full | 3 | 42192az_dlext_20111118_5283_5360.csv | F:\UPOD\Cell_DLE\CSV_files_raw_nieuwe_structuur\2011\sap3_92\m11 | F:\UPOD\Cell_DLE\CSV_files_raw_nieuwe_structuur\2011\sap3_92\m11\42192az_dlext_20111118_5283_5360.csv | 78
v4 | Full | 3 | 42192az_dlext_20111119_5361_5421.csv | F:\UPOD\Cell_DLE\CSV_files_raw_nieuwe_structuur\2011\sap3_92\m11 | F:\UPOD\Cell_DLE\CSV_files_raw_nieuwe_structuur\2011\sap3_92\m11\42192az_dlext_20111119_5361_5421.csv | 61
v4 | Full | 3 | 42192az_dlext_20111120_5422_5472.csv | F:\UPOD\Cell_DLE\CSV_files_raw_nieuwe_structuur\2011\sap3_92\m11 | F:\UPOD\Cell_DLE\CSV_files_raw_nieuwe_structuur\2011\sap3_92\m11\42192az_dlext_20111120_5422_5472.csv | 51
v4 | Full | 3 | 42192az_dlext_20111121_5473_5585.csv | F:\UPOD\Cell_DLE\CSV_files_raw_nieuwe_structuur\2011\sap3_92\m11 | F:\UPOD\Cell_DLE\CSV_files_raw_nieuwe_structuur\2011\sap3_92\m11\42192az_dlext_20111121_5473_5585.csv | 113
v4 | Full | 3 | 42192az_dlext_20111122_5586_5684.csv | F:\UPOD\Cell_DLE\CSV_files_raw_nieuwe_structuur\2011\sap3_92\m11 | F:\UPOD\Cell_DLE\CSV_files_raw_nieuwe_structuur\2011\sap3_92\m11\42192az_dlext_20111122_5586_5684.csv | 99
v4 | Full | 3 | 42192az_dlext_20111123_5685_5761.csv | F:\UPOD\Cell_DLE\CSV_files_raw_nieuwe_structuur\2011\sap3_92\m11 | F:\UPOD\Cell_DLE\CSV_files_raw_nieuwe_structuur\2011\sap3_92\m11\42192az_dlext_20111123_5685_5761.csv | 77
v4 | Full | 3 | 42192az_dlext_20111124_5762_5953.csv | F:\UPOD\Cell_DLE\CSV_files_raw_nieuwe_structuur\2011\sap3_92\m11 | F:\UPOD\Cell_DLE\CSV_files_raw_nieuwe_structuur\2011\sap3_92\m11\42192az_dlext_20111124_5762_5953.csv | 192
v4 | Full | 3 | 42192az_dlext_20111125_5954_6037.csv | F:\UPOD\Cell_DLE\CSV_files_raw_nieuwe_structuur\2011\sap3_92\m11 | F:\UPOD\Cell_DLE\CSV_files_raw_nieuwe_structuur\2011\sap3_92\m11\42192az_dlext_20111125_5954_6037.csv | 84
v4 | Full | 3 | 42192az_dlext_20111126_6038_6103.csv | F:\UPOD\Cell_DLE\CSV_files_raw_nieuwe_structuur\2011\sap3_92\m11 | F:\UPOD\Cell_DLE\CSV_files_raw_nieuwe_structuur\2011\sap3_92\m11\42192az_dlext_20111126_6038_6103.csv | 66
v4 | Full | 3 | 42192az_dlext_20111127_6104_6182.csv | F:\UPOD\Cell_DLE\CSV_files_raw_nieuwe_structuur\2011\sap3_92\m11 | F:\UPOD\Cell_DLE\CSV_files_raw_nieuwe_structuur\2011\sap3_92\m11\42192az_dlext_20111127_6104_6182.csv | 79
v4 | Full | 3 | 42192az_dlext_20111128_6183_6332.csv | F:\UPOD\Cell_DLE\CSV_files_raw_nieuwe_structuur\2011\sap3_92\m11 | F:\UPOD\Cell_DLE\CSV_files_raw_nieuwe_structuur\2011\sap3_92\m11\42192az_dlext_20111128_6183_6332.csv | 150
v4 | Full | 3 | 42192az_dlext_20111129_6333_6459.csv | F:\UPOD\Cell_DLE\CSV_files_raw_nieuwe_structuur\2011\sap3_92\m11 | F:\UPOD\Cell_DLE\CSV_files_raw_nieuwe_structuur\2011\sap3_92\m11\42192az_dlext_20111129_6333_6459.csv | 127
v4 | Full | 3 | 42192az_dlext_20111130_6460_6542.csv | F:\UPOD\Cell_DLE\CSV_files_raw_nieuwe_structuur\2011\sap3_92\m11 | F:\UPOD\Cell_DLE\CSV_files_raw_nieuwe_structuur\2011\sap3_92\m11\42192az_dlext_20111130_6460_6542.csv | 83
v4 | Full | 3 | 42192az_dlext_20111201_6543_6684.csv | F:\UPOD\Cell_DLE\CSV_files_raw_nieuwe_structuur\2011\sap3_92\m12 | F:\UPOD\Cell_DLE\CSV_files_raw_nieuwe_structuur\2011\sap3_92\m12\42192az_dlext_20111201_6543_6684.csv | 142
v4 | Full | 3 | 42192az_dlext_20111202_6685_6817.csv | F:\UPOD\Cell_DLE\CSV_files_raw_nieuwe_structuur\2011\sap3_92\m12 | F:\UPOD\Cell_DLE\CSV_files_raw_nieuwe_structuur\2011\sap3_92\m12\42192az_dlext_20111202_6685_6817.csv | 133
v4 | Full | 3 | 42192az_dlext_20111203_6818_6902.csv | F:\UPOD\Cell_DLE\CSV_files_raw_nieuwe_structuur\2011\sap3_92\m12 | F:\UPOD\Cell_DLE\CSV_files_raw_nieuwe_structuur\2011\sap3_92\m12\42192az_dlext_20111203_6818_6902.csv | 85
v4 | Full | 3 | 42192az_dlext_20111204_6903_7001.csv | F:\UPOD\Cell_DLE\CSV_files_raw_nieuwe_structuur\2011\sap3_92\m12 | F:\UPOD\Cell_DLE\CSV_files_raw_nieuwe_structuur\2011\sap3_92\m12\42192az_dlext_20111204_6903_7001.csv | 99
v4 | Full | 3 | 42192az_dlext_20111205_7002_7265.csv | F:\UPOD\Cell_DLE\CSV_files_raw_nieuwe_structuur\2011\sap3_92\m12 | F:\UPOD\Cell_DLE\CSV_files_raw_nieuwe_structuur\2011\sap3_92\m12\42192az_dlext_20111205_7002_7265.csv | 264
v4 | Full | 3 | 42192az_dlext_20111206_7266_7369.csv | F:\UPOD\Cell_DLE\CSV_files_raw_nieuwe_structuur\2011\sap3_92\m12 | F:\UPOD\Cell_DLE\CSV_files_raw_nieuwe_structuur\2011\sap3_92\m12\42192az_dlext_20111206_7266_7369.csv | 104
v4 | Full | 3 | 42192az_dlext_20111207_7370_7477.csv | F:\UPOD\Cell_DLE\CSV_files_raw_nieuwe_structuur\2011\sap3_92\m12 | F:\UPOD\Cell_DLE\CSV_files_raw_nieuwe_structuur\2011\sap3_92\m12\42192az_dlext_20111207_7370_7477.csv | 108
v4 | Full | 3 | 42192az_dlext_20111208_7478_7575.csv | F:\UPOD\Cell_DLE\CSV_files_raw_nieuwe_structuur\2011\sap3_92\m12 | F:\UPOD\Cell_DLE\CSV_files_raw_nieuwe_structuur\2011\sap3_92\m12\42192az_dlext_20111208_7478_7575.csv | 98
v4 | Full | 3 | 42192az_dlext_20111209_7576_7650.csv | F:\UPOD\Cell_DLE\CSV_files_raw_nieuwe_structuur\2011\sap3_92\m12 | F:\UPOD\Cell_DLE\CSV_files_raw_nieuwe_structuur\2011\sap3_92\m12\42192az_dlext_20111209_7576_7650.csv | 75
v4 | Full | 3 | 42192az_dlext_20111210_7651_7735.csv | F:\UPOD\Cell_DLE\CSV_files_raw_nieuwe_structuur\2011\sap3_92\m12 | F:\UPOD\Cell_DLE\CSV_files_raw_nieuwe_structuur\2011\sap3_92\m12\42192az_dlext_20111210_7651_7735.csv | 85
v4 | Full | 3 | 42192az_dlext_20111211_7736_7794.csv | F:\UPOD\Cell_DLE\CSV_files_raw_nieuwe_structuur\2011\sap3_92\m12 | F:\UPOD\Cell_DLE\CSV_files_raw_nieuwe_structuur\2011\sap3_92\m12\42192az_dlext_20111211_7736_7794.csv | 59
v4 | Full | 3 | 42192az_dlext_20111212_7795_7915.csv | F:\UPOD\Cell_DLE\CSV_files_raw_nieuwe_structuur\2011\sap3_92\m12 | F:\UPOD\Cell_DLE\CSV_files_raw_nieuwe_structuur\2011\sap3_92\m12\42192az_dlext_20111212_7795_7915.csv | 121
v4 | Full | 3 | 42192az_dlext_20111213_7916_8104.csv | F:\UPOD\Cell_DLE\CSV_files_raw_nieuwe_structuur\2011\sap3_92\m12 | F:\UPOD\Cell_DLE\CSV_files_raw_nieuwe_structuur\2011\sap3_92\m12\42192az_dlext_20111213_7916_8104.csv | 189
v4 | Full | 3 | 42192az_dlext_20111214_8105_8193.csv | F:\UPOD\Cell_DLE\CSV_files_raw_nieuwe_structuur\2011\sap3_92\m12 | F:\UPOD\Cell_DLE\CSV_files_raw_nieuwe_structuur\2011\sap3_92\m12\42192az_dlext_20111214_8105_8193.csv | 89
v4 | Full | 3 | 42192az_dlext_20111215_8194_8319.csv | F:\UPOD\Cell_DLE\CSV_files_raw_nieuwe_structuur\2011\sap3_92\m12 | F:\UPOD\Cell_DLE\CSV_files_raw_nieuwe_structuur\2011\sap3_92\m12\42192az_dlext_20111215_8194_8319.csv | 126
v4 | Full | 3 | 42192az_dlext_20111216_8320_8405.csv | F:\UPOD\Cell_DLE\CSV_files_raw_nieuwe_structuur\2011\sap3_92\m12 | F:\UPOD\Cell_DLE\CSV_files_raw_nieuwe_structuur\2011\sap3_92\m12\42192az_dlext_20111216_8320_8405.csv | 86
v4 | Full | 3 | 42192az_dlext_20111217_8406_8470.csv | F:\UPOD\Cell_DLE\CSV_files_raw_nieuwe_structuur\2011\sap3_92\m12 | F:\UPOD\Cell_DLE\CSV_files_raw_nieuwe_structuur\2011\sap3_92\m12\42192az_dlext_20111217_8406_8470.csv | 65
v4 | Full | 3 | 42192az_dlext_20111218_8471_8533.csv | F:\UPOD\Cell_DLE\CSV_files_raw_nieuwe_structuur\2011\sap3_92\m12 | F:\UPOD\Cell_DLE\CSV_files_raw_nieuwe_structuur\2011\sap3_92\m12\42192az_dlext_20111218_8471_8533.csv | 63
v4 | Full | 3 | 42192az_dlext_20111219_8534_8659.csv | F:\UPOD\Cell_DLE\CSV_files_raw_nieuwe_structuur\2011\sap3_92\m12 | F:\UPOD\Cell_DLE\CSV_files_raw_nieuwe_structuur\2011\sap3_92\m12\42192az_dlext_20111219_8534_8659.csv | 126
v4 | Full | 3 | 42192az_dlext_20111220_8660_8779.csv | F:\UPOD\Cell_DLE\CSV_files_raw_nieuwe_structuur\2011\sap3_92\m12 | F:\UPOD\Cell_DLE\CSV_files_raw_nieuwe_structuur\2011\sap3_92\m12\42192az_dlext_20111220_8660_8779.csv | 120
v4 | Full | 3 | 42192az_dlext_20111221_8780_8893.csv | F:\UPOD\Cell_DLE\CSV_files_raw_nieuwe_structuur\2011\sap3_92\m12 | F:\UPOD\Cell_DLE\CSV_files_raw_nieuwe_structuur\2011\sap3_92\m12\42192az_dlext_20111221_8780_8893.csv | 114
v4 | Full | 3 | 42192az_dlext_20111222_8894_9043.csv | F:\UPOD\Cell_DLE\CSV_files_raw_nieuwe_structuur\2011\sap3_92\m12 | F:\UPOD\Cell_DLE\CSV_files_raw_nieuwe_structuur\2011\sap3_92\m12\42192az_dlext_20111222_8894_9043.csv | 150
v4 | Full | 3 | 42192az_dlext_20111223_9044_9127.csv | F:\UPOD\Cell_DLE\CSV_files_raw_nieuwe_structuur\2011\sap3_92\m12 | F:\UPOD\Cell_DLE\CSV_files_raw_nieuwe_structuur\2011\sap3_92\m12\42192az_dlext_20111223_9044_9127.csv | 84
v4 | Full | 3 | 42192az_dlext_20111224_9128_9215.csv | F:\UPOD\Cell_DLE\CSV_files_raw_nieuwe_structuur\2011\sap3_92\m12 | F:\UPOD\Cell_DLE\CSV_files_raw_nieuwe_structuur\2011\sap3_92\m12\42192az_dlext_20111224_9128_9215.csv | 88
v4 | Full | 3 | 42192az_dlext_20111225_9216_9289.csv | F:\UPOD\Cell_DLE\CSV_files_raw_nieuwe_structuur\2011\sap3_92\m12 | F:\UPOD\Cell_DLE\CSV_files_raw_nieuwe_structuur\2011\sap3_92\m12\42192az_dlext_20111225_9216_9289.csv | 74
v4 | Full | 3 | 42192az_dlext_20111226_9290_9352.csv | F:\UPOD\Cell_DLE\CSV_files_raw_nieuwe_structuur\2011\sap3_92\m12 | F:\UPOD\Cell_DLE\CSV_files_raw_nieuwe_structuur\2011\sap3_92\m12\42192az_dlext_20111226_9290_9352.csv | 63
v4 | Full | 3 | 42192az_dlext_20111227_9353_9443.csv | F:\UPOD\Cell_DLE\CSV_files_raw_nieuwe_structuur\2011\sap3_92\m12 | F:\UPOD\Cell_DLE\CSV_files_raw_nieuwe_structuur\2011\sap3_92\m12\42192az_dlext_20111227_9353_9443.csv | 91
v4 | Full | 3 | 42192az_dlext_20111228_9444_9527.csv | F:\UPOD\Cell_DLE\CSV_files_raw_nieuwe_structuur\2011\sap3_92\m12 | F:\UPOD\Cell_DLE\CSV_files_raw_nieuwe_structuur\2011\sap3_92\m12\42192az_dlext_20111228_9444_9527.csv | 84
v4 | Full | 3 | 42192az_dlext_20111229_9528_9599.csv | F:\UPOD\Cell_DLE\CSV_files_raw_nieuwe_structuur\2011\sap3_92\m12 | F:\UPOD\Cell_DLE\CSV_files_raw_nieuwe_structuur\2011\sap3_92\m12\42192az_dlext_20111229_9528_9599.csv | 72
v4 | Full | 3 | 42192az_dlext_20111230_9600_9648.csv | F:\UPOD\Cell_DLE\CSV_files_raw_nieuwe_structuur\2011\sap3_92\m12 | F:\UPOD\Cell_DLE\CSV_files_raw_nieuwe_structuur\2011\sap3_92\m12\42192az_dlext_20111230_9600_9648.csv | 49
v4 | Full | 3 | 42192az_dlext_20111231_9649_9703.csv | F:\UPOD\Cell_DLE\CSV_files_raw_nieuwe_structuur\2011\sap3_92\m12 | F:\UPOD\Cell_DLE\CSV_files_raw_nieuwe_structuur\2011\sap3_92\m12\42192az_dlext_20111231_9649_9703.csv | 55
v4 | Full | 3 | 42192az_dlext_20120101_9704_9742.csv | F:\UPOD\Cell_DLE\CSV_files_raw_nieuwe_structuur\2012\sap3_92\m01 | F:\UPOD\Cell_DLE\CSV_files_raw_nieuwe_structuur\2012\sap3_92\m01\42192az_dlext_20120101_9704_9742.csv | 39
v4 | Full | 3 | 42192az_dlext_20120102_9743_9827.csv | F:\UPOD\Cell_DLE\CSV_files_raw_nieuwe_structuur\2012\sap3_92\m01 | F:\UPOD\Cell_DLE\CSV_files_raw_nieuwe_structuur\2012\sap3_92\m01\42192az_dlext_20120102_9743_9827.csv | 85
v4 | Full | 3 | 42192az_dlext_20120103_9828_9882.csv | F:\UPOD\Cell_DLE\CSV_files_raw_nieuwe_structuur\2012\sap3_92\m01 | F:\UPOD\Cell_DLE\CSV_files_raw_nieuwe_structuur\2012\sap3_92\m01\42192az_dlext_20120103_9828_9882.csv | 55
v4 | Full | 3 | 42192az_dlext_20120104_9883_9958.csv | F:\UPOD\Cell_DLE\CSV_files_raw_nieuwe_structuur\2012\sap3_92\m01 | F:\UPOD\Cell_DLE\CSV_files_raw_nieuwe_structuur\2012\sap3_92\m01\42192az_dlext_20120104_9883_9958.csv | 76
v4 | Full | 3 | 42192az_dlext_20120105_9959_0077.csv | F:\UPOD\Cell_DLE\CSV_files_raw_nieuwe_structuur\2012\sap3_92\m01 | F:\UPOD\Cell_DLE\CSV_files_raw_nieuwe_structuur\2012\sap3_92\m01\42192az_dlext_20120105_9959_0077.csv | 119
v4 | Full | 3 | 42192az_dlext_20120106_0078_0160.csv | F:\UPOD\Cell_DLE\CSV_files_raw_nieuwe_structuur\2012\sap3_92\m01 | F:\UPOD\Cell_DLE\CSV_files_raw_nieuwe_structuur\2012\sap3_92\m01\42192az_dlext_20120106_0078_0160.csv | 83
v4 | Full | 3 | 42192az_dlext_20120107_0161_0214.csv | F:\UPOD\Cell_DLE\CSV_files_raw_nieuwe_structuur\2012\sap3_92\m01 | F:\UPOD\Cell_DLE\CSV_files_raw_nieuwe_structuur\2012\sap3_92\m01\42192az_dlext_20120107_0161_0214.csv | 54
v4 | Full | 3 | 42192az_dlext_20120108_0215_0261.csv | F:\UPOD\Cell_DLE\CSV_files_raw_nieuwe_structuur\2012\sap3_92\m01 | F:\UPOD\Cell_DLE\CSV_files_raw_nieuwe_structuur\2012\sap3_92\m01\42192az_dlext_20120108_0215_0261.csv | 47
v4 | Full | 3 | 42192az_dlext_20120109_0262_0361.csv | F:\UPOD\Cell_DLE\CSV_files_raw_nieuwe_structuur\2012\sap3_92\m01 | F:\UPOD\Cell_DLE\CSV_files_raw_nieuwe_structuur\2012\sap3_92\m01\42192az_dlext_20120109_0262_0361.csv | 100
v4 | Full | 3 | 42192az_dlext_20120110_0362_0597.csv | F:\UPOD\Cell_DLE\CSV_files_raw_nieuwe_structuur\2012\sap3_92\m01 | F:\UPOD\Cell_DLE\CSV_files_raw_nieuwe_structuur\2012\sap3_92\m01\42192az_dlext_20120110_0362_0597.csv | 236
v4 | Full | 3 | 42192az_dlext_20120111_0598_0696.csv | F:\UPOD\Cell_DLE\CSV_files_raw_nieuwe_structuur\2012\sap3_92\m01 | F:\UPOD\Cell_DLE\CSV_files_raw_nieuwe_structuur\2012\sap3_92\m01\42192az_dlext_20120111_0598_0696.csv | 99
v4 | Full | 3 | 42192az_dlext_20120112_0697_0831.csv | F:\UPOD\Cell_DLE\CSV_files_raw_nieuwe_structuur\2012\sap3_92\m01 | F:\UPOD\Cell_DLE\CSV_files_raw_nieuwe_structuur\2012\sap3_92\m01\42192az_dlext_20120112_0697_0831.csv | 135
v4 | Full | 3 | 42192az_dlext_20120113_0832_0931.csv | F:\UPOD\Cell_DLE\CSV_files_raw_nieuwe_structuur\2012\sap3_92\m01 | F:\UPOD\Cell_DLE\CSV_files_raw_nieuwe_structuur\2012\sap3_92\m01\42192az_dlext_20120113_0832_0931.csv | 100
v4 | Full | 3 | 42192az_dlext_20120114_0932_0975.csv | F:\UPOD\Cell_DLE\CSV_files_raw_nieuwe_structuur\2012\sap3_92\m01 | F:\UPOD\Cell_DLE\CSV_files_raw_nieuwe_structuur\2012\sap3_92\m01\42192az_dlext_20120114_0932_0975.csv | 44
v4 | Full | 3 | 42192az_dlext_20120115_0976_1033.csv | F:\UPOD\Cell_DLE\CSV_files_raw_nieuwe_structuur\2012\sap3_92\m01 | F:\UPOD\Cell_DLE\CSV_files_raw_nieuwe_structuur\2012\sap3_92\m01\42192az_dlext_20120115_0976_1033.csv | 58
v4 | Full | 3 | 42192az_dlext_20120116_1034_1141.csv | F:\UPOD\Cell_DLE\CSV_files_raw_nieuwe_structuur\2012\sap3_92\m01 | F:\UPOD\Cell_DLE\CSV_files_raw_nieuwe_structuur\2012\sap3_92\m01\42192az_dlext_20120116_1034_1141.csv | 108
v4 | Full | 3 | 42192az_dlext_20120117_1142_1241.csv | F:\UPOD\Cell_DLE\CSV_files_raw_nieuwe_structuur\2012\sap3_92\m01 | F:\UPOD\Cell_DLE\CSV_files_raw_nieuwe_structuur\2012\sap3_92\m01\42192az_dlext_20120117_1142_1241.csv | 100
v4 | Full | 3 | 42192az_dlext_20120118_1242_1361.csv | F:\UPOD\Cell_DLE\CSV_files_raw_nieuwe_structuur\2012\sap3_92\m01 | F:\UPOD\Cell_DLE\CSV_files_raw_nieuwe_structuur\2012\sap3_92\m01\42192az_dlext_20120118_1242_1361.csv | 120
v4 | Full | 3 | 42192az_dlext_20120119_1362_1546.csv | F:\UPOD\Cell_DLE\CSV_files_raw_nieuwe_structuur\2012\sap3_92\m01 | F:\UPOD\Cell_DLE\CSV_files_raw_nieuwe_structuur\2012\sap3_92\m01\42192az_dlext_20120119_1362_1546.csv | 185
v4 | Full | 3 | 42192az_dlext_20120120_1547_1687.csv | F:\UPOD\Cell_DLE\CSV_files_raw_nieuwe_structuur\2012\sap3_92\m01 | F:\UPOD\Cell_DLE\CSV_files_raw_nieuwe_structuur\2012\sap3_92\m01\42192az_dlext_20120120_1547_1687.csv | 141
v4 | Full | 3 | 42192az_dlext_20120121_1688_1754.csv | F:\UPOD\Cell_DLE\CSV_files_raw_nieuwe_structuur\2012\sap3_92\m01 | F:\UPOD\Cell_DLE\CSV_files_raw_nieuwe_structuur\2012\sap3_92\m01\42192az_dlext_20120121_1688_1754.csv | 67
v4 | Full | 3 | 42192az_dlext_20120122_1755_1826.csv | F:\UPOD\Cell_DLE\CSV_files_raw_nieuwe_structuur\2012\sap3_92\m01 | F:\UPOD\Cell_DLE\CSV_files_raw_nieuwe_structuur\2012\sap3_92\m01\42192az_dlext_20120122_1755_1826.csv | 72
v4 | Full | 3 | 42192az_dlext_20120123_1827_1952.csv | F:\UPOD\Cell_DLE\CSV_files_raw_nieuwe_structuur\2012\sap3_92\m01 | F:\UPOD\Cell_DLE\CSV_files_raw_nieuwe_structuur\2012\sap3_92\m01\42192az_dlext_20120123_1827_1952.csv | 126
v4 | Full | 3 | 42192az_dlext_20120124_1953_2065.csv | F:\UPOD\Cell_DLE\CSV_files_raw_nieuwe_structuur\2012\sap3_92\m01 | F:\UPOD\Cell_DLE\CSV_files_raw_nieuwe_structuur\2012\sap3_92\m01\42192az_dlext_20120124_1953_2065.csv | 113
v4 | Full | 3 | 42192az_dlext_20120125_2066_2147.csv | F:\UPOD\Cell_DLE\CSV_files_raw_nieuwe_structuur\2012\sap3_92\m01 | F:\UPOD\Cell_DLE\CSV_files_raw_nieuwe_structuur\2012\sap3_92\m01\42192az_dlext_20120125_2066_2147.csv | 82
v4 | Full | 3 | 42192az_dlext_20120126_2148_2277.csv | F:\UPOD\Cell_DLE\CSV_files_raw_nieuwe_structuur\2012\sap3_92\m01 | F:\UPOD\Cell_DLE\CSV_files_raw_nieuwe_structuur\2012\sap3_92\m01\42192az_dlext_20120126_2148_2277.csv | 130
v4 | Full | 3 | 42192az_dlext_20120127_2278_2338.csv | F:\UPOD\Cell_DLE\CSV_files_raw_nieuwe_structuur\2012\sap3_92\m01 | F:\UPOD\Cell_DLE\CSV_files_raw_nieuwe_structuur\2012\sap3_92\m01\42192az_dlext_20120127_2278_2338.csv | 61
v4 | Full | 3 | 42192az_dlext_20120128_2339_2397.csv | F:\UPOD\Cell_DLE\CSV_files_raw_nieuwe_structuur\2012\sap3_92\m01 | F:\UPOD\Cell_DLE\CSV_files_raw_nieuwe_structuur\2012\sap3_92\m01\42192az_dlext_20120128_2339_2397.csv | 59
v4 | Full | 3 | 42192az_dlext_20120129_2398_2471.csv | F:\UPOD\Cell_DLE\CSV_files_raw_nieuwe_structuur\2012\sap3_92\m01 | F:\UPOD\Cell_DLE\CSV_files_raw_nieuwe_structuur\2012\sap3_92\m01\42192az_dlext_20120129_2398_2471.csv | 74
v4 | Full | 3 | 42192az_dlext_20120130_2472_2566.csv | F:\UPOD\Cell_DLE\CSV_files_raw_nieuwe_structuur\2012\sap3_92\m01 | F:\UPOD\Cell_DLE\CSV_files_raw_nieuwe_structuur\2012\sap3_92\m01\42192az_dlext_20120130_2472_2566.csv | 95
v4 | Full | 3 | 42192az_dlext_20120131_2567_2702.csv | F:\UPOD\Cell_DLE\CSV_files_raw_nieuwe_structuur\2012\sap3_92\m01 | F:\UPOD\Cell_DLE\CSV_files_raw_nieuwe_structuur\2012\sap3_92\m01\42192az_dlext_20120131_2567_2702.csv | 136
v4 | Full | 3 | 42192az_dlext_20120201_2703_2864.csv | F:\UPOD\Cell_DLE\CSV_files_raw_nieuwe_structuur\2012\sap3_92\m02 | F:\UPOD\Cell_DLE\CSV_files_raw_nieuwe_structuur\2012\sap3_92\m02\42192az_dlext_20120201_2703_2864.csv | 162
v4 | Full | 3 | 42192az_dlext_20120202_2865_3024.csv | F:\UPOD\Cell_DLE\CSV_files_raw_nieuwe_structuur\2012\sap3_92\m02 | F:\UPOD\Cell_DLE\CSV_files_raw_nieuwe_structuur\2012\sap3_92\m02\42192az_dlext_20120202_2865_3024.csv | 160
v4 | Full | 3 | 42192az_dlext_20120203_3025_3116.csv | F:\UPOD\Cell_DLE\CSV_files_raw_nieuwe_structuur\2012\sap3_92\m02 | F:\UPOD\Cell_DLE\CSV_files_raw_nieuwe_structuur\2012\sap3_92\m02\42192az_dlext_20120203_3025_3116.csv | 92
v4 | Full | 3 | 42192az_dlext_20120204_3117_3172.csv | F:\UPOD\Cell_DLE\CSV_files_raw_nieuwe_structuur\2012\sap3_92\m02 | F:\UPOD\Cell_DLE\CSV_files_raw_nieuwe_structuur\2012\sap3_92\m02\42192az_dlext_20120204_3117_3172.csv | 56
v4 | Full | 3 | 42192az_dlext_20120205_3173_3230.csv | F:\UPOD\Cell_DLE\CSV_files_raw_nieuwe_structuur\2012\sap3_92\m02 | F:\UPOD\Cell_DLE\CSV_files_raw_nieuwe_structuur\2012\sap3_92\m02\42192az_dlext_20120205_3173_3230.csv | 58
v4 | Full | 3 | 42192az_dlext_20120206_3231_3365.csv | F:\UPOD\Cell_DLE\CSV_files_raw_nieuwe_structuur\2012\sap3_92\m02 | F:\UPOD\Cell_DLE\CSV_files_raw_nieuwe_structuur\2012\sap3_92\m02\42192az_dlext_20120206_3231_3365.csv | 135
v4 | Full | 3 | 42192az_dlext_20120207_3366_3521.csv | F:\UPOD\Cell_DLE\CSV_files_raw_nieuwe_structuur\2012\sap3_92\m02 | F:\UPOD\Cell_DLE\CSV_files_raw_nieuwe_structuur\2012\sap3_92\m02\42192az_dlext_20120207_3366_3521.csv | 156
v4 | Full | 3 | 42192az_dlext_20120214_3522_4149.csv | F:\UPOD\Cell_DLE\CSV_files_raw_nieuwe_structuur\2012\sap3_92\m02 | F:\UPOD\Cell_DLE\CSV_files_raw_nieuwe_structuur\2012\sap3_92\m02\42192az_dlext_20120214_3522_4149.csv | 628
v4 | Full | 3 | 42192az_dlext_20120215_4150_4288.csv | F:\UPOD\Cell_DLE\CSV_files_raw_nieuwe_structuur\2012\sap3_92\m02 | F:\UPOD\Cell_DLE\CSV_files_raw_nieuwe_structuur\2012\sap3_92\m02\42192az_dlext_20120215_4150_4288.csv | 139
v4 | Full | 3 | 42192az_dlext_20120216_4289_4383.csv | F:\UPOD\Cell_DLE\CSV_files_raw_nieuwe_structuur\2012\sap3_92\m02 | F:\UPOD\Cell_DLE\CSV_files_raw_nieuwe_structuur\2012\sap3_92\m02\42192az_dlext_20120216_4289_4383.csv | 95
v4 | Full | 3 | 42192az_dlext_20120217_4384_4480.csv | F:\UPOD\Cell_DLE\CSV_files_raw_nieuwe_structuur\2012\sap3_92\m02 | F:\UPOD\Cell_DLE\CSV_files_raw_nieuwe_structuur\2012\sap3_92\m02\42192az_dlext_20120217_4384_4480.csv | 97
v4 | Full | 3 | 42192az_dlext_20120218_4481_4533.csv | F:\UPOD\Cell_DLE\CSV_files_raw_nieuwe_structuur\2012\sap3_92\m02 | F:\UPOD\Cell_DLE\CSV_files_raw_nieuwe_structuur\2012\sap3_92\m02\42192az_dlext_20120218_4481_4533.csv | 53
v4 | Full | 3 | 42192az_dlext_20120219_4534_4585.csv | F:\UPOD\Cell_DLE\CSV_files_raw_nieuwe_structuur\2012\sap3_92\m02 | F:\UPOD\Cell_DLE\CSV_files_raw_nieuwe_structuur\2012\sap3_92\m02\42192az_dlext_20120219_4534_4585.csv | 52
v4 | Full | 3 | 42192az_dlext_20120220_4586_4694.csv | F:\UPOD\Cell_DLE\CSV_files_raw_nieuwe_structuur\2012\sap3_92\m02 | F:\UPOD\Cell_DLE\CSV_files_raw_nieuwe_structuur\2012\sap3_92\m02\42192az_dlext_20120220_4586_4694.csv | 109
v4 | Full | 3 | 42192az_dlext_20120221_4695_4823.csv | F:\UPOD\Cell_DLE\CSV_files_raw_nieuwe_structuur\2012\sap3_92\m02 | F:\UPOD\Cell_DLE\CSV_files_raw_nieuwe_structuur\2012\sap3_92\m02\42192az_dlext_20120221_4695_4823.csv | 129
v4 | Full | 3 | 42192az_dlext_20120222_4824_4913.csv | F:\UPOD\Cell_DLE\CSV_files_raw_nieuwe_structuur\2012\sap3_92\m02 | F:\UPOD\Cell_DLE\CSV_files_raw_nieuwe_structuur\2012\sap3_92\m02\42192az_dlext_20120222_4824_4913.csv | 90
v4 | Full | 3 | 42192az_dlext_20120223_4914_5115.csv | F:\UPOD\Cell_DLE\CSV_files_raw_nieuwe_structuur\2012\sap3_92\m02 | F:\UPOD\Cell_DLE\CSV_files_raw_nieuwe_structuur\2012\sap3_92\m02\42192az_dlext_20120223_4914_5115.csv | 202
v4 | Full | 3 | 42192az_dlext_20120224_5116_5266.csv | F:\UPOD\Cell_DLE\CSV_files_raw_nieuwe_structuur\2012\sap3_92\m02 | F:\UPOD\Cell_DLE\CSV_files_raw_nieuwe_structuur\2012\sap3_92\m02\42192az_dlext_20120224_5116_5266.csv | 151
v4 | Full | 3 | 42192az_dlext_20120225_5267_5327.csv | F:\UPOD\Cell_DLE\CSV_files_raw_nieuwe_structuur\2012\sap3_92\m02 | F:\UPOD\Cell_DLE\CSV_files_raw_nieuwe_structuur\2012\sap3_92\m02\42192az_dlext_20120225_5267_5327.csv | 61
v4 | Full | 3 | 42192az_dlext_20120226_5328_5398.csv | F:\UPOD\Cell_DLE\CSV_files_raw_nieuwe_structuur\2012\sap3_92\m02 | F:\UPOD\Cell_DLE\CSV_files_raw_nieuwe_structuur\2012\sap3_92\m02\42192az_dlext_20120226_5328_5398.csv | 71
v4 | Full | 3 | 42192az_dlext_20120227_5399_5519.csv | F:\UPOD\Cell_DLE\CSV_files_raw_nieuwe_structuur\2012\sap3_92\m02 | F:\UPOD\Cell_DLE\CSV_files_raw_nieuwe_structuur\2012\sap3_92\m02\42192az_dlext_20120227_5399_5519.csv | 121
v4 | Full | 3 | 42192az_dlext_20120228_5520_5610.csv | F:\UPOD\Cell_DLE\CSV_files_raw_nieuwe_structuur\2012\sap3_92\m02 | F:\UPOD\Cell_DLE\CSV_files_raw_nieuwe_structuur\2012\sap3_92\m02\42192az_dlext_20120228_5520_5610.csv | 91
v4 | Full | 3 | 42192az_dlext_20120229_5611_5818.csv | F:\UPOD\Cell_DLE\CSV_files_raw_nieuwe_structuur\2012\sap3_92\m02 | F:\UPOD\Cell_DLE\CSV_files_raw_nieuwe_structuur\2012\sap3_92\m02\42192az_dlext_20120229_5611_5818.csv | 208
v4 | Full | 3 | 42192az_dlext_20120301_5819_5933.csv | F:\UPOD\Cell_DLE\CSV_files_raw_nieuwe_structuur\2012\sap3_92\m03 | F:\UPOD\Cell_DLE\CSV_files_raw_nieuwe_structuur\2012\sap3_92\m03\42192az_dlext_20120301_5819_5933.csv | 115
v4 | Full | 3 | 42192az_dlext_20120302_5934_6033.csv | F:\UPOD\Cell_DLE\CSV_files_raw_nieuwe_structuur\2012\sap3_92\m03 | F:\UPOD\Cell_DLE\CSV_files_raw_nieuwe_structuur\2012\sap3_92\m03\42192az_dlext_20120302_5934_6033.csv | 100
v4 | Full | 3 | 42192az_dlext_20120303_6034_6113.csv | F:\UPOD\Cell_DLE\CSV_files_raw_nieuwe_structuur\2012\sap3_92\m03 | F:\UPOD\Cell_DLE\CSV_files_raw_nieuwe_structuur\2012\sap3_92\m03\42192az_dlext_20120303_6034_6113.csv | 80
v4 | Full | 3 | 42192az_dlext_20120304_6114_6174.csv | F:\UPOD\Cell_DLE\CSV_files_raw_nieuwe_structuur\2012\sap3_92\m03 | F:\UPOD\Cell_DLE\CSV_files_raw_nieuwe_structuur\2012\sap3_92\m03\42192az_dlext_20120304_6114_6174.csv | 61
v4 | Full | 3 | 42192az_dlext_20120305_6175_6310.csv | F:\UPOD\Cell_DLE\CSV_files_raw_nieuwe_structuur\2012\sap3_92\m03 | F:\UPOD\Cell_DLE\CSV_files_raw_nieuwe_structuur\2012\sap3_92\m03\42192az_dlext_20120305_6175_6310.csv | 136
v4 | Full | 3 | 42192az_dlext_20120306_6311_6432.csv | F:\UPOD\Cell_DLE\CSV_files_raw_nieuwe_structuur\2012\sap3_92\m03 | F:\UPOD\Cell_DLE\CSV_files_raw_nieuwe_structuur\2012\sap3_92\m03\42192az_dlext_20120306_6311_6432.csv | 122
v4 | Full | 3 | 42192az_dlext_20120307_6433_6552.csv | F:\UPOD\Cell_DLE\CSV_files_raw_nieuwe_structuur\2012\sap3_92\m03 | F:\UPOD\Cell_DLE\CSV_files_raw_nieuwe_structuur\2012\sap3_92\m03\42192az_dlext_20120307_6433_6552.csv | 120
v4 | Full | 3 | 42192az_dlext_20120308_6553_6732.csv | F:\UPOD\Cell_DLE\CSV_files_raw_nieuwe_structuur\2012\sap3_92\m03 | F:\UPOD\Cell_DLE\CSV_files_raw_nieuwe_structuur\2012\sap3_92\m03\42192az_dlext_20120308_6553_6732.csv | 180
v4 | Full | 3 | 42192az_dlext_20120309_6733_6819.csv | F:\UPOD\Cell_DLE\CSV_files_raw_nieuwe_structuur\2012\sap3_92\m03 | F:\UPOD\Cell_DLE\CSV_files_raw_nieuwe_structuur\2012\sap3_92\m03\42192az_dlext_20120309_6733_6819.csv | 87
v4 | Full | 3 | 42192az_dlext_20120310_6820_6877.csv | F:\UPOD\Cell_DLE\CSV_files_raw_nieuwe_structuur\2012\sap3_92\m03 | F:\UPOD\Cell_DLE\CSV_files_raw_nieuwe_structuur\2012\sap3_92\m03\42192az_dlext_20120310_6820_6877.csv | 58
v4 | Full | 3 | 42192az_dlext_20120311_6878_6954.csv | F:\UPOD\Cell_DLE\CSV_files_raw_nieuwe_structuur\2012\sap3_92\m03 | F:\UPOD\Cell_DLE\CSV_files_raw_nieuwe_structuur\2012\sap3_92\m03\42192az_dlext_20120311_6878_6954.csv | 77
v4 | Full | 3 | 42192az_dlext_20120312_6955_7058.csv | F:\UPOD\Cell_DLE\CSV_files_raw_nieuwe_structuur\2012\sap3_92\m03 | F:\UPOD\Cell_DLE\CSV_files_raw_nieuwe_structuur\2012\sap3_92\m03\42192az_dlext_20120312_6955_7058.csv | 104
v4 | Full | 3 | 42192az_dlext_20120313_7059_7130.csv | F:\UPOD\Cell_DLE\CSV_files_raw_nieuwe_structuur\2012\sap3_92\m03 | F:\UPOD\Cell_DLE\CSV_files_raw_nieuwe_structuur\2012\sap3_92\m03\42192az_dlext_20120313_7059_7130.csv | 72
v4 | Full | 3 | 42192az_dlext_20120314_7131_7260.csv | F:\UPOD\Cell_DLE\CSV_files_raw_nieuwe_structuur\2012\sap3_92\m03 | F:\UPOD\Cell_DLE\CSV_files_raw_nieuwe_structuur\2012\sap3_92\m03\42192az_dlext_20120314_7131_7260.csv | 130
v4 | Full | 3 | 42192az_dlext_20120315_7261_7347.csv | F:\UPOD\Cell_DLE\CSV_files_raw_nieuwe_structuur\2012\sap3_92\m03 | F:\UPOD\Cell_DLE\CSV_files_raw_nieuwe_structuur\2012\sap3_92\m03\42192az_dlext_20120315_7261_7347.csv | 87
v4 | Full | 3 | 42192az_dlext_20120316_7348_7460.csv | F:\UPOD\Cell_DLE\CSV_files_raw_nieuwe_structuur\2012\sap3_92\m03 | F:\UPOD\Cell_DLE\CSV_files_raw_nieuwe_structuur\2012\sap3_92\m03\42192az_dlext_20120316_7348_7460.csv | 113
v4 | Full | 3 | 42192az_dlext_20120317_7461_7499.csv | F:\UPOD\Cell_DLE\CSV_files_raw_nieuwe_structuur\2012\sap3_92\m03 | F:\UPOD\Cell_DLE\CSV_files_raw_nieuwe_structuur\2012\sap3_92\m03\42192az_dlext_20120317_7461_7499.csv | 39
v4 | Full | 3 | 42192az_dlext_20120318_7500_7552.csv | F:\UPOD\Cell_DLE\CSV_files_raw_nieuwe_structuur\2012\sap3_92\m03 | F:\UPOD\Cell_DLE\CSV_files_raw_nieuwe_structuur\2012\sap3_92\m03\42192az_dlext_20120318_7500_7552.csv | 53
v4 | Full | 3 | 42192az_dlext_20120319_7553_7677.csv | F:\UPOD\Cell_DLE\CSV_files_raw_nieuwe_structuur\2012\sap3_92\m03 | F:\UPOD\Cell_DLE\CSV_files_raw_nieuwe_structuur\2012\sap3_92\m03\42192az_dlext_20120319_7553_7677.csv | 125
v4 | Full | 3 | 42192az_dlext_20120320_7678_7772.csv | F:\UPOD\Cell_DLE\CSV_files_raw_nieuwe_structuur\2012\sap3_92\m03 | F:\UPOD\Cell_DLE\CSV_files_raw_nieuwe_structuur\2012\sap3_92\m03\42192az_dlext_20120320_7678_7772.csv | 95
v4 | Full | 3 | 42192az_dlext_20120321_7773_7896.csv | F:\UPOD\Cell_DLE\CSV_files_raw_nieuwe_structuur\2012\sap3_92\m03 | F:\UPOD\Cell_DLE\CSV_files_raw_nieuwe_structuur\2012\sap3_92\m03\42192az_dlext_20120321_7773_7896.csv | 124
v4 | Full | 3 | 42192az_dlext_20120322_7897_8006.csv | F:\UPOD\Cell_DLE\CSV_files_raw_nieuwe_structuur\2012\sap3_92\m03 | F:\UPOD\Cell_DLE\CSV_files_raw_nieuwe_structuur\2012\sap3_92\m03\42192az_dlext_20120322_7897_8006.csv | 110
v4 | Full | 3 | 42192az_dlext_20120323_8007_8089.csv | F:\UPOD\Cell_DLE\CSV_files_raw_nieuwe_structuur\2012\sap3_92\m03 | F:\UPOD\Cell_DLE\CSV_files_raw_nieuwe_structuur\2012\sap3_92\m03\42192az_dlext_20120323_8007_8089.csv | 83
v4 | Full | 3 | 42192az_dlext_20120324_8090_8135.csv | F:\UPOD\Cell_DLE\CSV_files_raw_nieuwe_structuur\2012\sap3_92\m03 | F:\UPOD\Cell_DLE\CSV_files_raw_nieuwe_structuur\2012\sap3_92\m03\42192az_dlext_20120324_8090_8135.csv | 46
v4 | Full | 3 | 42192az_dlext_20120325_8136_8168.csv | F:\UPOD\Cell_DLE\CSV_files_raw_nieuwe_structuur\2012\sap3_92\m03 | F:\UPOD\Cell_DLE\CSV_files_raw_nieuwe_structuur\2012\sap3_92\m03\42192az_dlext_20120325_8136_8168.csv | 33
v4 | Full | 3 | 42192az_dlext_20120326_8169_8278.csv | F:\UPOD\Cell_DLE\CSV_files_raw_nieuwe_structuur\2012\sap3_92\m03 | F:\UPOD\Cell_DLE\CSV_files_raw_nieuwe_structuur\2012\sap3_92\m03\42192az_dlext_20120326_8169_8278.csv | 110
v4 | Full | 3 | 42192az_dlext_20120327_8279_8387.csv | F:\UPOD\Cell_DLE\CSV_files_raw_nieuwe_structuur\2012\sap3_92\m03 | F:\UPOD\Cell_DLE\CSV_files_raw_nieuwe_structuur\2012\sap3_92\m03\42192az_dlext_20120327_8279_8387.csv | 109
v4 | Full | 3 | 42192az_dlext_20120328_8388_8496.csv | F:\UPOD\Cell_DLE\CSV_files_raw_nieuwe_structuur\2012\sap3_92\m03 | F:\UPOD\Cell_DLE\CSV_files_raw_nieuwe_structuur\2012\sap3_92\m03\42192az_dlext_20120328_8388_8496.csv | 109
v4 | Full | 3 | 42192az_dlext_20120329_8497_8610.csv | F:\UPOD\Cell_DLE\CSV_files_raw_nieuwe_structuur\2012\sap3_92\m03 | F:\UPOD\Cell_DLE\CSV_files_raw_nieuwe_structuur\2012\sap3_92\m03\42192az_dlext_20120329_8497_8610.csv | 114
v4 | Full | 3 | 42192az_dlext_20120330_8611_8729.csv | F:\UPOD\Cell_DLE\CSV_files_raw_nieuwe_structuur\2012\sap3_92\m03 | F:\UPOD\Cell_DLE\CSV_files_raw_nieuwe_structuur\2012\sap3_92\m03\42192az_dlext_20120330_8611_8729.csv | 119
v4 | Full | 3 | 42192az_dlext_20120331_8730_8774.csv | F:\UPOD\Cell_DLE\CSV_files_raw_nieuwe_structuur\2012\sap3_92\m03 | F:\UPOD\Cell_DLE\CSV_files_raw_nieuwe_structuur\2012\sap3_92\m03\42192az_dlext_20120331_8730_8774.csv | 45
v4 | Full | 3 | 42192az_dlext_20120401_8775_8814.csv | F:\UPOD\Cell_DLE\CSV_files_raw_nieuwe_structuur\2012\sap3_92\m04 | F:\UPOD\Cell_DLE\CSV_files_raw_nieuwe_structuur\2012\sap3_92\m04\42192az_dlext_20120401_8775_8814.csv | 40
v4 | Full | 3 | 42192az_dlext_20120402_8815_8942.csv | F:\UPOD\Cell_DLE\CSV_files_raw_nieuwe_structuur\2012\sap3_92\m04 | F:\UPOD\Cell_DLE\CSV_files_raw_nieuwe_structuur\2012\sap3_92\m04\42192az_dlext_20120402_8815_8942.csv | 128
v4 | Full | 3 | 42192az_dlext_20120403_8943_9012.csv | F:\UPOD\Cell_DLE\CSV_files_raw_nieuwe_structuur\2012\sap3_92\m04 | F:\UPOD\Cell_DLE\CSV_files_raw_nieuwe_structuur\2012\sap3_92\m04\42192az_dlext_20120403_8943_9012.csv | 70
v4 | Full | 3 | 42192az_dlext_20120404_9013_9192.csv | F:\UPOD\Cell_DLE\CSV_files_raw_nieuwe_structuur\2012\sap3_92\m04 | F:\UPOD\Cell_DLE\CSV_files_raw_nieuwe_structuur\2012\sap3_92\m04\42192az_dlext_20120404_9013_9192.csv | 180
v4 | Full | 3 | 42192az_dlext_20120405_9193_9328.csv | F:\UPOD\Cell_DLE\CSV_files_raw_nieuwe_structuur\2012\sap3_92\m04 | F:\UPOD\Cell_DLE\CSV_files_raw_nieuwe_structuur\2012\sap3_92\m04\42192az_dlext_20120405_9193_9328.csv | 136
v4 | Full | 3 | 42192az_dlext_20120406_9329_9400.csv | F:\UPOD\Cell_DLE\CSV_files_raw_nieuwe_structuur\2012\sap3_92\m04 | F:\UPOD\Cell_DLE\CSV_files_raw_nieuwe_structuur\2012\sap3_92\m04\42192az_dlext_20120406_9329_9400.csv | 72
v4 | Full | 3 | 42192az_dlext_20120407_9401_9475.csv | F:\UPOD\Cell_DLE\CSV_files_raw_nieuwe_structuur\2012\sap3_92\m04 | F:\UPOD\Cell_DLE\CSV_files_raw_nieuwe_structuur\2012\sap3_92\m04\42192az_dlext_20120407_9401_9475.csv | 75
v4 | Full | 3 | 42192az_dlext_20120408_9476_9536.csv | F:\UPOD\Cell_DLE\CSV_files_raw_nieuwe_structuur\2012\sap3_92\m04 | F:\UPOD\Cell_DLE\CSV_files_raw_nieuwe_structuur\2012\sap3_92\m04\42192az_dlext_20120408_9476_9536.csv | 61
v4 | Full | 3 | 42192az_dlext_20120409_9537_9595.csv | F:\UPOD\Cell_DLE\CSV_files_raw_nieuwe_structuur\2012\sap3_92\m04 | F:\UPOD\Cell_DLE\CSV_files_raw_nieuwe_structuur\2012\sap3_92\m04\42192az_dlext_20120409_9537_9595.csv | 59
v4 | Full | 3 | 42192az_dlext_20120410_9596_9736.csv | F:\UPOD\Cell_DLE\CSV_files_raw_nieuwe_structuur\2012\sap3_92\m04 | F:\UPOD\Cell_DLE\CSV_files_raw_nieuwe_structuur\2012\sap3_92\m04\42192az_dlext_20120410_9596_9736.csv | 141
v4 | Full | 3 | 42192az_dlext_20120411_9737_9804.csv | F:\UPOD\Cell_DLE\CSV_files_raw_nieuwe_structuur\2012\sap3_92\m04 | F:\UPOD\Cell_DLE\CSV_files_raw_nieuwe_structuur\2012\sap3_92\m04\42192az_dlext_20120411_9737_9804.csv | 68
v4 | Full | 3 | 42192az_dlext_20120412_9805_9896.csv | F:\UPOD\Cell_DLE\CSV_files_raw_nieuwe_structuur\2012\sap3_92\m04 | F:\UPOD\Cell_DLE\CSV_files_raw_nieuwe_structuur\2012\sap3_92\m04\42192az_dlext_20120412_9805_9896.csv | 92
v4 | Full | 3 | 42192az_dlext_20120413_9897_9984.csv | F:\UPOD\Cell_DLE\CSV_files_raw_nieuwe_structuur\2012\sap3_92\m04 | F:\UPOD\Cell_DLE\CSV_files_raw_nieuwe_structuur\2012\sap3_92\m04\42192az_dlext_20120413_9897_9984.csv | 88
v4 | Full | 3 | 42192az_dlext_20120414_9985_0065.csv | F:\UPOD\Cell_DLE\CSV_files_raw_nieuwe_structuur\2012\sap3_92\m04 | F:\UPOD\Cell_DLE\CSV_files_raw_nieuwe_structuur\2012\sap3_92\m04\42192az_dlext_20120414_9985_0065.csv | 81
v4 | Full | 3 | 42192az_dlext_20120415_0066_0120.csv | F:\UPOD\Cell_DLE\CSV_files_raw_nieuwe_structuur\2012\sap3_92\m04 | F:\UPOD\Cell_DLE\CSV_files_raw_nieuwe_structuur\2012\sap3_92\m04\42192az_dlext_20120415_0066_0120.csv | 55
v4 | Full | 3 | 42192az_dlext_20120416_0121_0261.csv | F:\UPOD\Cell_DLE\CSV_files_raw_nieuwe_structuur\2012\sap3_92\m04 | F:\UPOD\Cell_DLE\CSV_files_raw_nieuwe_structuur\2012\sap3_92\m04\42192az_dlext_20120416_0121_0261.csv | 141
v4 | Full | 3 | 42192az_dlext_20120417_0262_0385.csv | F:\UPOD\Cell_DLE\CSV_files_raw_nieuwe_structuur\2012\sap3_92\m04 | F:\UPOD\Cell_DLE\CSV_files_raw_nieuwe_structuur\2012\sap3_92\m04\42192az_dlext_20120417_0262_0385.csv | 124
v4 | Full | 3 | 42192az_dlext_20120418_0386_0487.csv | F:\UPOD\Cell_DLE\CSV_files_raw_nieuwe_structuur\2012\sap3_92\m04 | F:\UPOD\Cell_DLE\CSV_files_raw_nieuwe_structuur\2012\sap3_92\m04\42192az_dlext_20120418_0386_0487.csv | 102
v4 | Full | 3 | 42192az_dlext_20120419_0488_0597.csv | F:\UPOD\Cell_DLE\CSV_files_raw_nieuwe_structuur\2012\sap3_92\m04 | F:\UPOD\Cell_DLE\CSV_files_raw_nieuwe_structuur\2012\sap3_92\m04\42192az_dlext_20120419_0488_0597.csv | 110
v4 | Full | 3 | 42192az_dlext_20120420_0598_0718.csv | F:\UPOD\Cell_DLE\CSV_files_raw_nieuwe_structuur\2012\sap3_92\m04 | F:\UPOD\Cell_DLE\CSV_files_raw_nieuwe_structuur\2012\sap3_92\m04\42192az_dlext_20120420_0598_0718.csv | 121
v4 | Full | 3 | 42192az_dlext_20120421_0719_0759.csv | F:\UPOD\Cell_DLE\CSV_files_raw_nieuwe_structuur\2012\sap3_92\m04 | F:\UPOD\Cell_DLE\CSV_files_raw_nieuwe_structuur\2012\sap3_92\m04\42192az_dlext_20120421_0719_0759.csv | 41
v4 | Full | 3 | 42192az_dlext_20120422_0760_0809.csv | F:\UPOD\Cell_DLE\CSV_files_raw_nieuwe_structuur\2012\sap3_92\m04 | F:\UPOD\Cell_DLE\CSV_files_raw_nieuwe_structuur\2012\sap3_92\m04\42192az_dlext_20120422_0760_0809.csv | 50
v4 | Full | 3 | 42192az_dlext_20120423_0810_0911.csv | F:\UPOD\Cell_DLE\CSV_files_raw_nieuwe_structuur\2012\sap3_92\m04 | F:\UPOD\Cell_DLE\CSV_files_raw_nieuwe_structuur\2012\sap3_92\m04\42192az_dlext_20120423_0810_0911.csv | 102
v4 | Full | 3 | 42192az_dlext_20120424_0912_1008.csv | F:\UPOD\Cell_DLE\CSV_files_raw_nieuwe_structuur\2012\sap3_92\m04 | F:\UPOD\Cell_DLE\CSV_files_raw_nieuwe_structuur\2012\sap3_92\m04\42192az_dlext_20120424_0912_1008.csv | 97
v4 | Full | 3 | 42192az_dlext_20120425_1009_1109.csv | F:\UPOD\Cell_DLE\CSV_files_raw_nieuwe_structuur\2012\sap3_92\m04 | F:\UPOD\Cell_DLE\CSV_files_raw_nieuwe_structuur\2012\sap3_92\m04\42192az_dlext_20120425_1009_1109.csv | 101
v4 | Full | 3 | 42192az_dlext_20120426_1110_1228.csv | F:\UPOD\Cell_DLE\CSV_files_raw_nieuwe_structuur\2012\sap3_92\m04 | F:\UPOD\Cell_DLE\CSV_files_raw_nieuwe_structuur\2012\sap3_92\m04\42192az_dlext_20120426_1110_1228.csv | 119
v4 | Full | 3 | 42192az_dlext_20120427_1229_1368.csv | F:\UPOD\Cell_DLE\CSV_files_raw_nieuwe_structuur\2012\sap3_92\m04 | F:\UPOD\Cell_DLE\CSV_files_raw_nieuwe_structuur\2012\sap3_92\m04\42192az_dlext_20120427_1229_1368.csv | 140
v4 | Full | 3 | 42192az_dlext_20120428_1369_1437.csv | F:\UPOD\Cell_DLE\CSV_files_raw_nieuwe_structuur\2012\sap3_92\m04 | F:\UPOD\Cell_DLE\CSV_files_raw_nieuwe_structuur\2012\sap3_92\m04\42192az_dlext_20120428_1369_1437.csv | 69
v4 | Full | 3 | 42192az_dlext_20120429_1438_1511.csv | F:\UPOD\Cell_DLE\CSV_files_raw_nieuwe_structuur\2012\sap3_92\m04 | F:\UPOD\Cell_DLE\CSV_files_raw_nieuwe_structuur\2012\sap3_92\m04\42192az_dlext_20120429_1438_1511.csv | 74
v4 | Full | 3 | 42192az_dlext_20120430_1512_1573.csv | F:\UPOD\Cell_DLE\CSV_files_raw_nieuwe_structuur\2012\sap3_92\m04 | F:\UPOD\Cell_DLE\CSV_files_raw_nieuwe_structuur\2012\sap3_92\m04\42192az_dlext_20120430_1512_1573.csv | 62
v4 | Full | 3 | 42192az_dlext_20120501_1574_1701.csv | F:\UPOD\Cell_DLE\CSV_files_raw_nieuwe_structuur\2012\sap3_92\m05 | F:\UPOD\Cell_DLE\CSV_files_raw_nieuwe_structuur\2012\sap3_92\m05\42192az_dlext_20120501_1574_1701.csv | 128
v4 | Full | 3 | 42192az_dlext_20120502_1702_1804.csv | F:\UPOD\Cell_DLE\CSV_files_raw_nieuwe_structuur\2012\sap3_92\m05 | F:\UPOD\Cell_DLE\CSV_files_raw_nieuwe_structuur\2012\sap3_92\m05\42192az_dlext_20120502_1702_1804.csv | 103
v4 | Full | 3 | 42192az_dlext_20120503_1805_1953.csv | F:\UPOD\Cell_DLE\CSV_files_raw_nieuwe_structuur\2012\sap3_92\m05 | F:\UPOD\Cell_DLE\CSV_files_raw_nieuwe_structuur\2012\sap3_92\m05\42192az_dlext_20120503_1805_1953.csv | 149
v4 | Full | 3 | 42192az_dlext_20120504_1954_2074.csv | F:\UPOD\Cell_DLE\CSV_files_raw_nieuwe_structuur\2012\sap3_92\m05 | F:\UPOD\Cell_DLE\CSV_files_raw_nieuwe_structuur\2012\sap3_92\m05\42192az_dlext_20120504_1954_2074.csv | 121
v4 | Full | 3 | 42192az_dlext_20120505_2075_2144.csv | F:\UPOD\Cell_DLE\CSV_files_raw_nieuwe_structuur\2012\sap3_92\m05 | F:\UPOD\Cell_DLE\CSV_files_raw_nieuwe_structuur\2012\sap3_92\m05\42192az_dlext_20120505_2075_2144.csv | 70
v4 | Full | 3 | 42192az_dlext_20120506_2145_2189.csv | F:\UPOD\Cell_DLE\CSV_files_raw_nieuwe_structuur\2012\sap3_92\m05 | F:\UPOD\Cell_DLE\CSV_files_raw_nieuwe_structuur\2012\sap3_92\m05\42192az_dlext_20120506_2145_2189.csv | 45
v4 | Full | 3 | 42192az_dlext_20120507_2190_2460.csv | F:\UPOD\Cell_DLE\CSV_files_raw_nieuwe_structuur\2012\sap3_92\m05 | F:\UPOD\Cell_DLE\CSV_files_raw_nieuwe_structuur\2012\sap3_92\m05\42192az_dlext_20120507_2190_2460.csv | 271
v4 | Full | 3 | 42192az_dlext_20120508_2461_2555.csv | F:\UPOD\Cell_DLE\CSV_files_raw_nieuwe_structuur\2012\sap3_92\m05 | F:\UPOD\Cell_DLE\CSV_files_raw_nieuwe_structuur\2012\sap3_92\m05\42192az_dlext_20120508_2461_2555.csv | 95
v4 | Full | 3 | 42192az_dlext_20120509_2556_2661.csv | F:\UPOD\Cell_DLE\CSV_files_raw_nieuwe_structuur\2012\sap3_92\m05 | F:\UPOD\Cell_DLE\CSV_files_raw_nieuwe_structuur\2012\sap3_92\m05\42192az_dlext_20120509_2556_2661.csv | 106
v4 | Full | 3 | 42192az_dlext_20120510_2662_2822.csv | F:\UPOD\Cell_DLE\CSV_files_raw_nieuwe_structuur\2012\sap3_92\m05 | F:\UPOD\Cell_DLE\CSV_files_raw_nieuwe_structuur\2012\sap3_92\m05\42192az_dlext_20120510_2662_2822.csv | 161
v4 | Full | 3 | 42192az_dlext_20120511_2823_2902.csv | F:\UPOD\Cell_DLE\CSV_files_raw_nieuwe_structuur\2012\sap3_92\m05 | F:\UPOD\Cell_DLE\CSV_files_raw_nieuwe_structuur\2012\sap3_92\m05\42192az_dlext_20120511_2823_2902.csv | 80
v4 | Full | 3 | 42192az_dlext_20120512_2903_2963.csv | F:\UPOD\Cell_DLE\CSV_files_raw_nieuwe_structuur\2012\sap3_92\m05 | F:\UPOD\Cell_DLE\CSV_files_raw_nieuwe_structuur\2012\sap3_92\m05\42192az_dlext_20120512_2903_2963.csv | 61
v4 | Full | 3 | 42192az_dlext_20120513_2964_3029.csv | F:\UPOD\Cell_DLE\CSV_files_raw_nieuwe_structuur\2012\sap3_92\m05 | F:\UPOD\Cell_DLE\CSV_files_raw_nieuwe_structuur\2012\sap3_92\m05\42192az_dlext_20120513_2964_3029.csv | 66
v4 | Full | 3 | 42192az_dlext_20120514_3030_3159.csv | F:\UPOD\Cell_DLE\CSV_files_raw_nieuwe_structuur\2012\sap3_92\m05 | F:\UPOD\Cell_DLE\CSV_files_raw_nieuwe_structuur\2012\sap3_92\m05\42192az_dlext_20120514_3030_3159.csv | 130
v4 | Full | 3 | 42192az_dlext_20120515_3160_3266.csv | F:\UPOD\Cell_DLE\CSV_files_raw_nieuwe_structuur\2012\sap3_92\m05 | F:\UPOD\Cell_DLE\CSV_files_raw_nieuwe_structuur\2012\sap3_92\m05\42192az_dlext_20120515_3160_3266.csv | 107
v4 | Full | 3 | 42192az_dlext_20120516_3267_3375.csv | F:\UPOD\Cell_DLE\CSV_files_raw_nieuwe_structuur\2012\sap3_92\m05 | F:\UPOD\Cell_DLE\CSV_files_raw_nieuwe_structuur\2012\sap3_92\m05\42192az_dlext_20120516_3267_3375.csv | 109
v4 | Full | 3 | 42192az_dlext_20120517_3376_3445.csv | F:\UPOD\Cell_DLE\CSV_files_raw_nieuwe_structuur\2012\sap3_92\m05 | F:\UPOD\Cell_DLE\CSV_files_raw_nieuwe_structuur\2012\sap3_92\m05\42192az_dlext_20120517_3376_3445.csv | 70
v4 | Full | 3 | 42192az_dlext_20120518_3446_3511.csv | F:\UPOD\Cell_DLE\CSV_files_raw_nieuwe_structuur\2012\sap3_92\m05 | F:\UPOD\Cell_DLE\CSV_files_raw_nieuwe_structuur\2012\sap3_92\m05\42192az_dlext_20120518_3446_3511.csv | 66
v4 | Full | 3 | 42192az_dlext_20120519_3512_3552.csv | F:\UPOD\Cell_DLE\CSV_files_raw_nieuwe_structuur\2012\sap3_92\m05 | F:\UPOD\Cell_DLE\CSV_files_raw_nieuwe_structuur\2012\sap3_92\m05\42192az_dlext_20120519_3512_3552.csv | 41
v4 | Full | 3 | 42192az_dlext_20120520_3553_3605.csv | F:\UPOD\Cell_DLE\CSV_files_raw_nieuwe_structuur\2012\sap3_92\m05 | F:\UPOD\Cell_DLE\CSV_files_raw_nieuwe_structuur\2012\sap3_92\m05\42192az_dlext_20120520_3553_3605.csv | 53
v4 | Full | 3 | 42192az_dlext_20120521_3606_3735.csv | F:\UPOD\Cell_DLE\CSV_files_raw_nieuwe_structuur\2012\sap3_92\m05 | F:\UPOD\Cell_DLE\CSV_files_raw_nieuwe_structuur\2012\sap3_92\m05\42192az_dlext_20120521_3606_3735.csv | 130
v4 | Full | 3 | 42192az_dlext_20120522_3736_3838.csv | F:\UPOD\Cell_DLE\CSV_files_raw_nieuwe_structuur\2012\sap3_92\m05 | F:\UPOD\Cell_DLE\CSV_files_raw_nieuwe_structuur\2012\sap3_92\m05\42192az_dlext_20120522_3736_3838.csv | 103
v4 | Full | 3 | 42192az_dlext_20120523_3839_3937.csv | F:\UPOD\Cell_DLE\CSV_files_raw_nieuwe_structuur\2012\sap3_92\m05 | F:\UPOD\Cell_DLE\CSV_files_raw_nieuwe_structuur\2012\sap3_92\m05\42192az_dlext_20120523_3839_3937.csv | 99
v4 | Full | 3 | 42192az_dlext_20120524_3938_4154.csv | F:\UPOD\Cell_DLE\CSV_files_raw_nieuwe_structuur\2012\sap3_92\m05 | F:\UPOD\Cell_DLE\CSV_files_raw_nieuwe_structuur\2012\sap3_92\m05\42192az_dlext_20120524_3938_4154.csv | 217
v4 | Full | 3 | 42192az_dlext_20120525_4155_4281.csv | F:\UPOD\Cell_DLE\CSV_files_raw_nieuwe_structuur\2012\sap3_92\m05 | F:\UPOD\Cell_DLE\CSV_files_raw_nieuwe_structuur\2012\sap3_92\m05\42192az_dlext_20120525_4155_4281.csv | 127
v4 | Full | 3 | 42192az_dlext_20120526_4282_4328.csv | F:\UPOD\Cell_DLE\CSV_files_raw_nieuwe_structuur\2012\sap3_92\m05 | F:\UPOD\Cell_DLE\CSV_files_raw_nieuwe_structuur\2012\sap3_92\m05\42192az_dlext_20120526_4282_4328.csv | 47
v4 | Full | 3 | 42192az_dlext_20120527_4329_4387.csv | F:\UPOD\Cell_DLE\CSV_files_raw_nieuwe_structuur\2012\sap3_92\m05 | F:\UPOD\Cell_DLE\CSV_files_raw_nieuwe_structuur\2012\sap3_92\m05\42192az_dlext_20120527_4329_4387.csv | 59
v4 | Full | 3 | 42192az_dlext_20120528_4388_4453.csv | F:\UPOD\Cell_DLE\CSV_files_raw_nieuwe_structuur\2012\sap3_92\m05 | F:\UPOD\Cell_DLE\CSV_files_raw_nieuwe_structuur\2012\sap3_92\m05\42192az_dlext_20120528_4388_4453.csv | 66
v4 | Full | 3 | 42192az_dlext_20120529_4454_4542.csv | F:\UPOD\Cell_DLE\CSV_files_raw_nieuwe_structuur\2012\sap3_92\m05 | F:\UPOD\Cell_DLE\CSV_files_raw_nieuwe_structuur\2012\sap3_92\m05\42192az_dlext_20120529_4454_4542.csv | 89
v4 | Full | 3 | 42192az_dlext_20120530_4543_4634.csv | F:\UPOD\Cell_DLE\CSV_files_raw_nieuwe_structuur\2012\sap3_92\m05 | F:\UPOD\Cell_DLE\CSV_files_raw_nieuwe_structuur\2012\sap3_92\m05\42192az_dlext_20120530_4543_4634.csv | 92
v4 | Full | 3 | 42192az_dlext_20120531_4635_4791.csv | F:\UPOD\Cell_DLE\CSV_files_raw_nieuwe_structuur\2012\sap3_92\m05 | F:\UPOD\Cell_DLE\CSV_files_raw_nieuwe_structuur\2012\sap3_92\m05\42192az_dlext_20120531_4635_4791.csv | 157
v4 | Full | 3 | 42192az_dlext_20120601_4792_4970.csv | F:\UPOD\Cell_DLE\CSV_files_raw_nieuwe_structuur\2012\sap3_92\m06 | F:\UPOD\Cell_DLE\CSV_files_raw_nieuwe_structuur\2012\sap3_92\m06\42192az_dlext_20120601_4792_4970.csv | 179
v4 | Full | 3 | 42192az_dlext_20120602_4971_5036.csv | F:\UPOD\Cell_DLE\CSV_files_raw_nieuwe_structuur\2012\sap3_92\m06 | F:\UPOD\Cell_DLE\CSV_files_raw_nieuwe_structuur\2012\sap3_92\m06\42192az_dlext_20120602_4971_5036.csv | 66
v4 | Full | 3 | 42192az_dlext_20120603_5037_5076.csv | F:\UPOD\Cell_DLE\CSV_files_raw_nieuwe_structuur\2012\sap3_92\m06 | F:\UPOD\Cell_DLE\CSV_files_raw_nieuwe_structuur\2012\sap3_92\m06\42192az_dlext_20120603_5037_5076.csv | 40
v4 | Full | 3 | 42192az_dlext_20120604_5077_5199.csv | F:\UPOD\Cell_DLE\CSV_files_raw_nieuwe_structuur\2012\sap3_92\m06 | F:\UPOD\Cell_DLE\CSV_files_raw_nieuwe_structuur\2012\sap3_92\m06\42192az_dlext_20120604_5077_5199.csv | 123
v4 | Full | 3 | 42192az_dlext_20120605_5200_5343.csv | F:\UPOD\Cell_DLE\CSV_files_raw_nieuwe_structuur\2012\sap3_92\m06 | F:\UPOD\Cell_DLE\CSV_files_raw_nieuwe_structuur\2012\sap3_92\m06\42192az_dlext_20120605_5200_5343.csv | 144
v4 | Full | 3 | 42192az_dlext_20120606_5344_5587.csv | F:\UPOD\Cell_DLE\CSV_files_raw_nieuwe_structuur\2012\sap3_92\m06 | F:\UPOD\Cell_DLE\CSV_files_raw_nieuwe_structuur\2012\sap3_92\m06\42192az_dlext_20120606_5344_5587.csv | 244
v4 | Full | 3 | 42192az_dlext_20120607_5588_5794.csv | F:\UPOD\Cell_DLE\CSV_files_raw_nieuwe_structuur\2012\sap3_92\m06 | F:\UPOD\Cell_DLE\CSV_files_raw_nieuwe_structuur\2012\sap3_92\m06\42192az_dlext_20120607_5588_5794.csv | 207
v4 | Full | 3 | 42192az_dlext_20120608_5795_5866.csv | F:\UPOD\Cell_DLE\CSV_files_raw_nieuwe_structuur\2012\sap3_92\m06 | F:\UPOD\Cell_DLE\CSV_files_raw_nieuwe_structuur\2012\sap3_92\m06\42192az_dlext_20120608_5795_5866.csv | 72
v4 | Full | 3 | 42192az_dlext_20120609_5867_5920.csv | F:\UPOD\Cell_DLE\CSV_files_raw_nieuwe_structuur\2012\sap3_92\m06 | F:\UPOD\Cell_DLE\CSV_files_raw_nieuwe_structuur\2012\sap3_92\m06\42192az_dlext_20120609_5867_5920.csv | 54
v4 | Full | 3 | 42192az_dlext_20120610_5921_5969.csv | F:\UPOD\Cell_DLE\CSV_files_raw_nieuwe_structuur\2012\sap3_92\m06 | F:\UPOD\Cell_DLE\CSV_files_raw_nieuwe_structuur\2012\sap3_92\m06\42192az_dlext_20120610_5921_5969.csv | 49
v4 | Full | 3 | 42192az_dlext_20120611_5970_6121.csv | F:\UPOD\Cell_DLE\CSV_files_raw_nieuwe_structuur\2012\sap3_92\m06 | F:\UPOD\Cell_DLE\CSV_files_raw_nieuwe_structuur\2012\sap3_92\m06\42192az_dlext_20120611_5970_6121.csv | 152
v4 | Full | 3 | 42192az_dlext_20120612_6122_6186.csv | F:\UPOD\Cell_DLE\CSV_files_raw_nieuwe_structuur\2012\sap3_92\m06 | F:\UPOD\Cell_DLE\CSV_files_raw_nieuwe_structuur\2012\sap3_92\m06\42192az_dlext_20120612_6122_6186.csv | 65
v4 | Full | 3 | 42192az_dlext_20120613_6187_6291.csv | F:\UPOD\Cell_DLE\CSV_files_raw_nieuwe_structuur\2012\sap3_92\m06 | F:\UPOD\Cell_DLE\CSV_files_raw_nieuwe_structuur\2012\sap3_92\m06\42192az_dlext_20120613_6187_6291.csv | 105
v4 | Full | 3 | 42192az_dlext_20120614_6292_6382.csv | F:\UPOD\Cell_DLE\CSV_files_raw_nieuwe_structuur\2012\sap3_92\m06 | F:\UPOD\Cell_DLE\CSV_files_raw_nieuwe_structuur\2012\sap3_92\m06\42192az_dlext_20120614_6292_6382.csv | 91
v4 | Full | 3 | 42192az_dlext_20120615_6383_6462.csv | F:\UPOD\Cell_DLE\CSV_files_raw_nieuwe_structuur\2012\sap3_92\m06 | F:\UPOD\Cell_DLE\CSV_files_raw_nieuwe_structuur\2012\sap3_92\m06\42192az_dlext_20120615_6383_6462.csv | 80
v4 | Full | 3 | 42192az_dlext_20120616_6463_6515.csv | F:\UPOD\Cell_DLE\CSV_files_raw_nieuwe_structuur\2012\sap3_92\m06 | F:\UPOD\Cell_DLE\CSV_files_raw_nieuwe_structuur\2012\sap3_92\m06\42192az_dlext_20120616_6463_6515.csv | 53
v4 | Full | 3 | 42192az_dlext_20120617_6516_6569.csv | F:\UPOD\Cell_DLE\CSV_files_raw_nieuwe_structuur\2012\sap3_92\m06 | F:\UPOD\Cell_DLE\CSV_files_raw_nieuwe_structuur\2012\sap3_92\m06\42192az_dlext_20120617_6516_6569.csv | 54
v4 | Full | 3 | 42192az_dlext_20120618_6570_6687.csv | F:\UPOD\Cell_DLE\CSV_files_raw_nieuwe_structuur\2012\sap3_92\m06 | F:\UPOD\Cell_DLE\CSV_files_raw_nieuwe_structuur\2012\sap3_92\m06\42192az_dlext_20120618_6570_6687.csv | 118
v4 | Full | 3 | 42192az_dlext_20120619_6688_6815.csv | F:\UPOD\Cell_DLE\CSV_files_raw_nieuwe_structuur\2012\sap3_92\m06 | F:\UPOD\Cell_DLE\CSV_files_raw_nieuwe_structuur\2012\sap3_92\m06\42192az_dlext_20120619_6688_6815.csv | 128
v4 | Full | 3 | 42192az_dlext_20120620_6816_6932.csv | F:\UPOD\Cell_DLE\CSV_files_raw_nieuwe_structuur\2012\sap3_92\m06 | F:\UPOD\Cell_DLE\CSV_files_raw_nieuwe_structuur\2012\sap3_92\m06\42192az_dlext_20120620_6816_6932.csv | 117
v4 | Full | 3 | 42192az_dlext_20120621_6933_7038.csv | F:\UPOD\Cell_DLE\CSV_files_raw_nieuwe_structuur\2012\sap3_92\m06 | F:\UPOD\Cell_DLE\CSV_files_raw_nieuwe_structuur\2012\sap3_92\m06\42192az_dlext_20120621_6933_7038.csv | 106
v4 | Full | 3 | 42192az_dlext_20120622_7039_7124.csv | F:\UPOD\Cell_DLE\CSV_files_raw_nieuwe_structuur\2012\sap3_92\m06 | F:\UPOD\Cell_DLE\CSV_files_raw_nieuwe_structuur\2012\sap3_92\m06\42192az_dlext_20120622_7039_7124.csv | 86
v4 | Full | 3 | 42192az_dlext_20120623_7125_7182.csv | F:\UPOD\Cell_DLE\CSV_files_raw_nieuwe_structuur\2012\sap3_92\m06 | F:\UPOD\Cell_DLE\CSV_files_raw_nieuwe_structuur\2012\sap3_92\m06\42192az_dlext_20120623_7125_7182.csv | 58
v4 | Full | 3 | 42192az_dlext_20120624_7183_7252.csv | F:\UPOD\Cell_DLE\CSV_files_raw_nieuwe_structuur\2012\sap3_92\m06 | F:\UPOD\Cell_DLE\CSV_files_raw_nieuwe_structuur\2012\sap3_92\m06\42192az_dlext_20120624_7183_7252.csv | 70
v4 | Full | 3 | 42192az_dlext_20120625_7253_7383.csv | F:\UPOD\Cell_DLE\CSV_files_raw_nieuwe_structuur\2012\sap3_92\m06 | F:\UPOD\Cell_DLE\CSV_files_raw_nieuwe_structuur\2012\sap3_92\m06\42192az_dlext_20120625_7253_7383.csv | 131
v4 | Full | 3 | 42192az_dlext_20120626_7384_7489.csv | F:\UPOD\Cell_DLE\CSV_files_raw_nieuwe_structuur\2012\sap3_92\m06 | F:\UPOD\Cell_DLE\CSV_files_raw_nieuwe_structuur\2012\sap3_92\m06\42192az_dlext_20120626_7384_7489.csv | 106
v4 | Full | 3 | 42192az_dlext_20120627_7490_7609.csv | F:\UPOD\Cell_DLE\CSV_files_raw_nieuwe_structuur\2012\sap3_92\m06 | F:\UPOD\Cell_DLE\CSV_files_raw_nieuwe_structuur\2012\sap3_92\m06\42192az_dlext_20120627_7490_7609.csv | 120
v4 | Full | 3 | 42192az_dlext_20120628_7610_7721.csv | F:\UPOD\Cell_DLE\CSV_files_raw_nieuwe_structuur\2012\sap3_92\m06 | F:\UPOD\Cell_DLE\CSV_files_raw_nieuwe_structuur\2012\sap3_92\m06\42192az_dlext_20120628_7610_7721.csv | 112
v4 | Full | 3 | 42192az_dlext_20120629_7722_7811.csv | F:\UPOD\Cell_DLE\CSV_files_raw_nieuwe_structuur\2012\sap3_92\m06 | F:\UPOD\Cell_DLE\CSV_files_raw_nieuwe_structuur\2012\sap3_92\m06\42192az_dlext_20120629_7722_7811.csv | 90
v4 | Full | 3 | 42192az_dlext_20120630_7812_7865.csv | F:\UPOD\Cell_DLE\CSV_files_raw_nieuwe_structuur\2012\sap3_92\m06 | F:\UPOD\Cell_DLE\CSV_files_raw_nieuwe_structuur\2012\sap3_92\m06\42192az_dlext_20120630_7812_7865.csv | 54
v4 | Full | 3 | 42192az_dlext_20120701_7866_7924.csv | F:\UPOD\Cell_DLE\CSV_files_raw_nieuwe_structuur\2012\sap3_92\m07 | F:\UPOD\Cell_DLE\CSV_files_raw_nieuwe_structuur\2012\sap3_92\m07\42192az_dlext_20120701_7866_7924.csv | 59
v4 | Full | 3 | 42192az_dlext_20120702_7925_8027.csv | F:\UPOD\Cell_DLE\CSV_files_raw_nieuwe_structuur\2012\sap3_92\m07 | F:\UPOD\Cell_DLE\CSV_files_raw_nieuwe_structuur\2012\sap3_92\m07\42192az_dlext_20120702_7925_8027.csv | 103
v4 | Full | 3 | 42192az_dlext_20120703_8028_8108.csv | F:\UPOD\Cell_DLE\CSV_files_raw_nieuwe_structuur\2012\sap3_92\m07 | F:\UPOD\Cell_DLE\CSV_files_raw_nieuwe_structuur\2012\sap3_92\m07\42192az_dlext_20120703_8028_8108.csv | 81
v4 | Full | 3 | 42192az_dlext_20120704_8109_8188.csv | F:\UPOD\Cell_DLE\CSV_files_raw_nieuwe_structuur\2012\sap3_92\m07 | F:\UPOD\Cell_DLE\CSV_files_raw_nieuwe_structuur\2012\sap3_92\m07\42192az_dlext_20120704_8109_8188.csv | 80
v4 | Full | 3 | 42192az_dlext_20120705_8189_8317.csv | F:\UPOD\Cell_DLE\CSV_files_raw_nieuwe_structuur\2012\sap3_92\m07 | F:\UPOD\Cell_DLE\CSV_files_raw_nieuwe_structuur\2012\sap3_92\m07\42192az_dlext_20120705_8189_8317.csv | 129
v4 | Full | 3 | 42192az_dlext_20120706_8318_8425.csv | F:\UPOD\Cell_DLE\CSV_files_raw_nieuwe_structuur\2012\sap3_92\m07 | F:\UPOD\Cell_DLE\CSV_files_raw_nieuwe_structuur\2012\sap3_92\m07\42192az_dlext_20120706_8318_8425.csv | 108
v4 | Full | 3 | 42192az_dlext_20120707_8426_8507.csv | F:\UPOD\Cell_DLE\CSV_files_raw_nieuwe_structuur\2012\sap3_92\m07 | F:\UPOD\Cell_DLE\CSV_files_raw_nieuwe_structuur\2012\sap3_92\m07\42192az_dlext_20120707_8426_8507.csv | 82
v4 | Full | 3 | 42192az_dlext_20120708_8508_8563.csv | F:\UPOD\Cell_DLE\CSV_files_raw_nieuwe_structuur\2012\sap3_92\m07 | F:\UPOD\Cell_DLE\CSV_files_raw_nieuwe_structuur\2012\sap3_92\m07\42192az_dlext_20120708_8508_8563.csv | 56
v4 | Full | 3 | 42192az_dlext_20120709_8564_8662.csv | F:\UPOD\Cell_DLE\CSV_files_raw_nieuwe_structuur\2012\sap3_92\m07 | F:\UPOD\Cell_DLE\CSV_files_raw_nieuwe_structuur\2012\sap3_92\m07\42192az_dlext_20120709_8564_8662.csv | 99
v4 | Full | 3 | 42192az_dlext_20120710_8663_8763.csv | F:\UPOD\Cell_DLE\CSV_files_raw_nieuwe_structuur\2012\sap3_92\m07 | F:\UPOD\Cell_DLE\CSV_files_raw_nieuwe_structuur\2012\sap3_92\m07\42192az_dlext_20120710_8663_8763.csv | 101
v4 | Full | 3 | 42192az_dlext_20120711_8764_8866.csv | F:\UPOD\Cell_DLE\CSV_files_raw_nieuwe_structuur\2012\sap3_92\m07 | F:\UPOD\Cell_DLE\CSV_files_raw_nieuwe_structuur\2012\sap3_92\m07\42192az_dlext_20120711_8764_8866.csv | 103
v4 | Full | 3 | 42192az_dlext_20120712_8867_8949.csv | F:\UPOD\Cell_DLE\CSV_files_raw_nieuwe_structuur\2012\sap3_92\m07 | F:\UPOD\Cell_DLE\CSV_files_raw_nieuwe_structuur\2012\sap3_92\m07\42192az_dlext_20120712_8867_8949.csv | 83
v4 | Full | 3 | 42192az_dlext_20120713_8950_9039.csv | F:\UPOD\Cell_DLE\CSV_files_raw_nieuwe_structuur\2012\sap3_92\m07 | F:\UPOD\Cell_DLE\CSV_files_raw_nieuwe_structuur\2012\sap3_92\m07\42192az_dlext_20120713_8950_9039.csv | 90
v4 | Full | 3 | 42192az_dlext_20120714_9040_9106.csv | F:\UPOD\Cell_DLE\CSV_files_raw_nieuwe_structuur\2012\sap3_92\m07 | F:\UPOD\Cell_DLE\CSV_files_raw_nieuwe_structuur\2012\sap3_92\m07\42192az_dlext_20120714_9040_9106.csv | 67
v4 | Full | 3 | 42192az_dlext_20120715_9107_9148.csv | F:\UPOD\Cell_DLE\CSV_files_raw_nieuwe_structuur\2012\sap3_92\m07 | F:\UPOD\Cell_DLE\CSV_files_raw_nieuwe_structuur\2012\sap3_92\m07\42192az_dlext_20120715_9107_9148.csv | 42
v4 | Full | 3 | 42192az_dlext_20120716_9149_9263.csv | F:\UPOD\Cell_DLE\CSV_files_raw_nieuwe_structuur\2012\sap3_92\m07 | F:\UPOD\Cell_DLE\CSV_files_raw_nieuwe_structuur\2012\sap3_92\m07\42192az_dlext_20120716_9149_9263.csv | 115
v4 | Full | 3 | 42192az_dlext_20120717_9264_9330.csv | F:\UPOD\Cell_DLE\CSV_files_raw_nieuwe_structuur\2012\sap3_92\m07 | F:\UPOD\Cell_DLE\CSV_files_raw_nieuwe_structuur\2012\sap3_92\m07\42192az_dlext_20120717_9264_9330.csv | 67
v4 | Full | 3 | 42192az_dlext_20120718_9331_9422.csv | F:\UPOD\Cell_DLE\CSV_files_raw_nieuwe_structuur\2012\sap3_92\m07 | F:\UPOD\Cell_DLE\CSV_files_raw_nieuwe_structuur\2012\sap3_92\m07\42192az_dlext_20120718_9331_9422.csv | 92
v4 | Full | 3 | 42192az_dlext_20120719_9423_9560.csv | F:\UPOD\Cell_DLE\CSV_files_raw_nieuwe_structuur\2012\sap3_92\m07 | F:\UPOD\Cell_DLE\CSV_files_raw_nieuwe_structuur\2012\sap3_92\m07\42192az_dlext_20120719_9423_9560.csv | 138
v4 | Full | 3 | 42192az_dlext_20120720_9561_9675.csv | F:\UPOD\Cell_DLE\CSV_files_raw_nieuwe_structuur\2012\sap3_92\m07 | F:\UPOD\Cell_DLE\CSV_files_raw_nieuwe_structuur\2012\sap3_92\m07\42192az_dlext_20120720_9561_9675.csv | 115
v4 | Full | 3 | 42192az_dlext_20120721_9676_9729.csv | F:\UPOD\Cell_DLE\CSV_files_raw_nieuwe_structuur\2012\sap3_92\m07 | F:\UPOD\Cell_DLE\CSV_files_raw_nieuwe_structuur\2012\sap3_92\m07\42192az_dlext_20120721_9676_9729.csv | 54
v4 | Full | 3 | 42192az_dlext_20120722_9730_9789.csv | F:\UPOD\Cell_DLE\CSV_files_raw_nieuwe_structuur\2012\sap3_92\m07 | F:\UPOD\Cell_DLE\CSV_files_raw_nieuwe_structuur\2012\sap3_92\m07\42192az_dlext_20120722_9730_9789.csv | 60
v4 | Full | 3 | 42192az_dlext_20120723_9790_9869.csv | F:\UPOD\Cell_DLE\CSV_files_raw_nieuwe_structuur\2012\sap3_92\m07 | F:\UPOD\Cell_DLE\CSV_files_raw_nieuwe_structuur\2012\sap3_92\m07\42192az_dlext_20120723_9790_9869.csv | 80
v4 | Full | 3 | 42192az_dlext_20120724_9870_9951.csv | F:\UPOD\Cell_DLE\CSV_files_raw_nieuwe_structuur\2012\sap3_92\m07 | F:\UPOD\Cell_DLE\CSV_files_raw_nieuwe_structuur\2012\sap3_92\m07\42192az_dlext_20120724_9870_9951.csv | 82
v4 | Full | 3 | 42192az_dlext_20120725_9952_0054.csv | F:\UPOD\Cell_DLE\CSV_files_raw_nieuwe_structuur\2012\sap3_92\m07 | F:\UPOD\Cell_DLE\CSV_files_raw_nieuwe_structuur\2012\sap3_92\m07\42192az_dlext_20120725_9952_0054.csv | 103
v4 | Full | 3 | 42192az_dlext_20120726_0055_0230.csv | F:\UPOD\Cell_DLE\CSV_files_raw_nieuwe_structuur\2012\sap3_92\m07 | F:\UPOD\Cell_DLE\CSV_files_raw_nieuwe_structuur\2012\sap3_92\m07\42192az_dlext_20120726_0055_0230.csv | 176
v4 | Full | 3 | 42192az_dlext_20120727_0231_0324.csv | F:\UPOD\Cell_DLE\CSV_files_raw_nieuwe_structuur\2012\sap3_92\m07 | F:\UPOD\Cell_DLE\CSV_files_raw_nieuwe_structuur\2012\sap3_92\m07\42192az_dlext_20120727_0231_0324.csv | 94
v4 | Full | 3 | 42192az_dlext_20120728_0325_0385.csv | F:\UPOD\Cell_DLE\CSV_files_raw_nieuwe_structuur\2012\sap3_92\m07 | F:\UPOD\Cell_DLE\CSV_files_raw_nieuwe_structuur\2012\sap3_92\m07\42192az_dlext_20120728_0325_0385.csv | 61
v4 | Full | 3 | 42192az_dlext_20120729_0386_0444.csv | F:\UPOD\Cell_DLE\CSV_files_raw_nieuwe_structuur\2012\sap3_92\m07 | F:\UPOD\Cell_DLE\CSV_files_raw_nieuwe_structuur\2012\sap3_92\m07\42192az_dlext_20120729_0386_0444.csv | 59
v4 | Full | 3 | 42192az_dlext_20120730_0445_0556.csv | F:\UPOD\Cell_DLE\CSV_files_raw_nieuwe_structuur\2012\sap3_92\m07 | F:\UPOD\Cell_DLE\CSV_files_raw_nieuwe_structuur\2012\sap3_92\m07\42192az_dlext_20120730_0445_0556.csv | 112
v4 | Full | 3 | 42192az_dlext_20120731_0557_0651.csv | F:\UPOD\Cell_DLE\CSV_files_raw_nieuwe_structuur\2012\sap3_92\m07 | F:\UPOD\Cell_DLE\CSV_files_raw_nieuwe_structuur\2012\sap3_92\m07\42192az_dlext_20120731_0557_0651.csv | 95
v4 | Full | 3 | 42192az_dlext_20120801_0652_0746.csv | F:\UPOD\Cell_DLE\CSV_files_raw_nieuwe_structuur\2012\sap3_92\m08 | F:\UPOD\Cell_DLE\CSV_files_raw_nieuwe_structuur\2012\sap3_92\m08\42192az_dlext_20120801_0652_0746.csv | 95
v4 | Full | 3 | 42192az_dlext_20120802_0747_0833.csv | F:\UPOD\Cell_DLE\CSV_files_raw_nieuwe_structuur\2012\sap3_92\m08 | F:\UPOD\Cell_DLE\CSV_files_raw_nieuwe_structuur\2012\sap3_92\m08\42192az_dlext_20120802_0747_0833.csv | 87
v4 | Full | 3 | 42192az_dlext_20120803_0834_0935.csv | F:\UPOD\Cell_DLE\CSV_files_raw_nieuwe_structuur\2012\sap3_92\m08 | F:\UPOD\Cell_DLE\CSV_files_raw_nieuwe_structuur\2012\sap3_92\m08\42192az_dlext_20120803_0834_0935.csv | 102
v4 | Full | 3 | 42192az_dlext_20120804_0936_0993.csv | F:\UPOD\Cell_DLE\CSV_files_raw_nieuwe_structuur\2012\sap3_92\m08 | F:\UPOD\Cell_DLE\CSV_files_raw_nieuwe_structuur\2012\sap3_92\m08\42192az_dlext_20120804_0936_0993.csv | 58
v4 | Full | 3 | 42192az_dlext_20120805_0994_1029.csv | F:\UPOD\Cell_DLE\CSV_files_raw_nieuwe_structuur\2012\sap3_92\m08 | F:\UPOD\Cell_DLE\CSV_files_raw_nieuwe_structuur\2012\sap3_92\m08\42192az_dlext_20120805_0994_1029.csv | 36
v4 | Full | 3 | 42192az_dlext_20120806_1030_1117.csv | F:\UPOD\Cell_DLE\CSV_files_raw_nieuwe_structuur\2012\sap3_92\m08 | F:\UPOD\Cell_DLE\CSV_files_raw_nieuwe_structuur\2012\sap3_92\m08\42192az_dlext_20120806_1030_1117.csv | 88
v4 | Full | 3 | 42192az_dlext_20120807_1118_1196.csv | F:\UPOD\Cell_DLE\CSV_files_raw_nieuwe_structuur\2012\sap3_92\m08 | F:\UPOD\Cell_DLE\CSV_files_raw_nieuwe_structuur\2012\sap3_92\m08\42192az_dlext_20120807_1118_1196.csv | 79
v4 | Full | 3 | 42192az_dlext_20120808_1197_1285.csv | F:\UPOD\Cell_DLE\CSV_files_raw_nieuwe_structuur\2012\sap3_92\m08 | F:\UPOD\Cell_DLE\CSV_files_raw_nieuwe_structuur\2012\sap3_92\m08\42192az_dlext_20120808_1197_1285.csv | 89
v4 | Full | 3 | 42192az_dlext_20120809_1286_1391.csv | F:\UPOD\Cell_DLE\CSV_files_raw_nieuwe_structuur\2012\sap3_92\m08 | F:\UPOD\Cell_DLE\CSV_files_raw_nieuwe_structuur\2012\sap3_92\m08\42192az_dlext_20120809_1286_1391.csv | 106
v4 | Full | 3 | 42192az_dlext_20120810_1392_1466.csv | F:\UPOD\Cell_DLE\CSV_files_raw_nieuwe_structuur\2012\sap3_92\m08 | F:\UPOD\Cell_DLE\CSV_files_raw_nieuwe_structuur\2012\sap3_92\m08\42192az_dlext_20120810_1392_1466.csv | 75
v4 | Full | 3 | 42192az_dlext_20120811_1467_1501.csv | F:\UPOD\Cell_DLE\CSV_files_raw_nieuwe_structuur\2012\sap3_92\m08 | F:\UPOD\Cell_DLE\CSV_files_raw_nieuwe_structuur\2012\sap3_92\m08\42192az_dlext_20120811_1467_1501.csv | 35
v4 | Full | 3 | 42192az_dlext_20120812_1502_1569.csv | F:\UPOD\Cell_DLE\CSV_files_raw_nieuwe_structuur\2012\sap3_92\m08 | F:\UPOD\Cell_DLE\CSV_files_raw_nieuwe_structuur\2012\sap3_92\m08\42192az_dlext_20120812_1502_1569.csv | 68
v4 | Full | 3 | 42192az_dlext_20120813_1570_1668.csv | F:\UPOD\Cell_DLE\CSV_files_raw_nieuwe_structuur\2012\sap3_92\m08 | F:\UPOD\Cell_DLE\CSV_files_raw_nieuwe_structuur\2012\sap3_92\m08\42192az_dlext_20120813_1570_1668.csv | 99
v4 | Full | 3 | 42192az_dlext_20120814_1669_1743.csv | F:\UPOD\Cell_DLE\CSV_files_raw_nieuwe_structuur\2012\sap3_92\m08 | F:\UPOD\Cell_DLE\CSV_files_raw_nieuwe_structuur\2012\sap3_92\m08\42192az_dlext_20120814_1669_1743.csv | 75
v4 | Full | 3 | 42192az_dlext_20120815_1744_1825.csv | F:\UPOD\Cell_DLE\CSV_files_raw_nieuwe_structuur\2012\sap3_92\m08 | F:\UPOD\Cell_DLE\CSV_files_raw_nieuwe_structuur\2012\sap3_92\m08\42192az_dlext_20120815_1744_1825.csv | 82
v4 | Full | 3 | 42192az_dlext_20120816_1826_1925.csv | F:\UPOD\Cell_DLE\CSV_files_raw_nieuwe_structuur\2012\sap3_92\m08 | F:\UPOD\Cell_DLE\CSV_files_raw_nieuwe_structuur\2012\sap3_92\m08\42192az_dlext_20120816_1826_1925.csv | 100
v4 | Full | 3 | 42192az_dlext_20120817_1926_2000.csv | F:\UPOD\Cell_DLE\CSV_files_raw_nieuwe_structuur\2012\sap3_92\m08 | F:\UPOD\Cell_DLE\CSV_files_raw_nieuwe_structuur\2012\sap3_92\m08\42192az_dlext_20120817_1926_2000.csv | 75
v4 | Full | 3 | 42192az_dlext_20120818_2001_2036.csv | F:\UPOD\Cell_DLE\CSV_files_raw_nieuwe_structuur\2012\sap3_92\m08 | F:\UPOD\Cell_DLE\CSV_files_raw_nieuwe_structuur\2012\sap3_92\m08\42192az_dlext_20120818_2001_2036.csv | 36
v4 | Full | 3 | 42192az_dlext_20120819_2037_2076.csv | F:\UPOD\Cell_DLE\CSV_files_raw_nieuwe_structuur\2012\sap3_92\m08 | F:\UPOD\Cell_DLE\CSV_files_raw_nieuwe_structuur\2012\sap3_92\m08\42192az_dlext_20120819_2037_2076.csv | 40
v4 | Full | 3 | 42192az_dlext_20120820_2077_2214.csv | F:\UPOD\Cell_DLE\CSV_files_raw_nieuwe_structuur\2012\sap3_92\m08 | F:\UPOD\Cell_DLE\CSV_files_raw_nieuwe_structuur\2012\sap3_92\m08\42192az_dlext_20120820_2077_2214.csv | 138
v4 | Full | 3 | 42192az_dlext_20120821_2215_2298.csv | F:\UPOD\Cell_DLE\CSV_files_raw_nieuwe_structuur\2012\sap3_92\m08 | F:\UPOD\Cell_DLE\CSV_files_raw_nieuwe_structuur\2012\sap3_92\m08\42192az_dlext_20120821_2215_2298.csv | 84
v4 | Full | 3 | 42192az_dlext_20120822_2299_2366.csv | F:\UPOD\Cell_DLE\CSV_files_raw_nieuwe_structuur\2012\sap3_92\m08 | F:\UPOD\Cell_DLE\CSV_files_raw_nieuwe_structuur\2012\sap3_92\m08\42192az_dlext_20120822_2299_2366.csv | 68
v4 | Full | 3 | 42192az_dlext_20120823_2367_2475.csv | F:\UPOD\Cell_DLE\CSV_files_raw_nieuwe_structuur\2012\sap3_92\m08 | F:\UPOD\Cell_DLE\CSV_files_raw_nieuwe_structuur\2012\sap3_92\m08\42192az_dlext_20120823_2367_2475.csv | 109
v4 | Full | 3 | 42192az_dlext_20120824_2476_2534.csv | F:\UPOD\Cell_DLE\CSV_files_raw_nieuwe_structuur\2012\sap3_92\m08 | F:\UPOD\Cell_DLE\CSV_files_raw_nieuwe_structuur\2012\sap3_92\m08\42192az_dlext_20120824_2476_2534.csv | 59
v4 | Full | 3 | 42192az_dlext_20120825_2535_2594.csv | F:\UPOD\Cell_DLE\CSV_files_raw_nieuwe_structuur\2012\sap3_92\m08 | F:\UPOD\Cell_DLE\CSV_files_raw_nieuwe_structuur\2012\sap3_92\m08\42192az_dlext_20120825_2535_2594.csv | 60
v4 | Full | 3 | 42192az_dlext_20120826_2595_2648.csv | F:\UPOD\Cell_DLE\CSV_files_raw_nieuwe_structuur\2012\sap3_92\m08 | F:\UPOD\Cell_DLE\CSV_files_raw_nieuwe_structuur\2012\sap3_92\m08\42192az_dlext_20120826_2595_2648.csv | 54
v4 | Full | 3 | 42192az_dlext_20120827_2649_2746.csv | F:\UPOD\Cell_DLE\CSV_files_raw_nieuwe_structuur\2012\sap3_92\m08 | F:\UPOD\Cell_DLE\CSV_files_raw_nieuwe_structuur\2012\sap3_92\m08\42192az_dlext_20120827_2649_2746.csv | 98
v4 | Full | 3 | 42192az_dlext_20120828_2747_2829.csv | F:\UPOD\Cell_DLE\CSV_files_raw_nieuwe_structuur\2012\sap3_92\m08 | F:\UPOD\Cell_DLE\CSV_files_raw_nieuwe_structuur\2012\sap3_92\m08\42192az_dlext_20120828_2747_2829.csv | 83
v4 | Full | 3 | 42192az_dlext_20120829_2830_2900.csv | F:\UPOD\Cell_DLE\CSV_files_raw_nieuwe_structuur\2012\sap3_92\m08 | F:\UPOD\Cell_DLE\CSV_files_raw_nieuwe_structuur\2012\sap3_92\m08\42192az_dlext_20120829_2830_2900.csv | 71
v4 | Full | 3 | 42192az_dlext_20120830_2901_3033.csv | F:\UPOD\Cell_DLE\CSV_files_raw_nieuwe_structuur\2012\sap3_92\m08 | F:\UPOD\Cell_DLE\CSV_files_raw_nieuwe_structuur\2012\sap3_92\m08\42192az_dlext_20120830_2901_3033.csv | 133
v4 | Full | 3 | 42192az_dlext_20120831_3034_3119.csv | F:\UPOD\Cell_DLE\CSV_files_raw_nieuwe_structuur\2012\sap3_92\m08 | F:\UPOD\Cell_DLE\CSV_files_raw_nieuwe_structuur\2012\sap3_92\m08\42192az_dlext_20120831_3034_3119.csv | 86
v4 | Full | 3 | 42192az_dlext_20120901_3120_3156.csv | F:\UPOD\Cell_DLE\CSV_files_raw_nieuwe_structuur\2012\sap3_92\m09 | F:\UPOD\Cell_DLE\CSV_files_raw_nieuwe_structuur\2012\sap3_92\m09\42192az_dlext_20120901_3120_3156.csv | 37
v4 | Full | 3 | 42192az_dlext_20120902_3157_3206.csv | F:\UPOD\Cell_DLE\CSV_files_raw_nieuwe_structuur\2012\sap3_92\m09 | F:\UPOD\Cell_DLE\CSV_files_raw_nieuwe_structuur\2012\sap3_92\m09\42192az_dlext_20120902_3157_3206.csv | 50
v4 | Full | 3 | 42192az_dlext_20120903_3207_3325.csv | F:\UPOD\Cell_DLE\CSV_files_raw_nieuwe_structuur\2012\sap3_92\m09 | F:\UPOD\Cell_DLE\CSV_files_raw_nieuwe_structuur\2012\sap3_92\m09\42192az_dlext_20120903_3207_3325.csv | 119
v4 | Full | 3 | 42192az_dlext_20120904_3326_3423.csv | F:\UPOD\Cell_DLE\CSV_files_raw_nieuwe_structuur\2012\sap3_92\m09 | F:\UPOD\Cell_DLE\CSV_files_raw_nieuwe_structuur\2012\sap3_92\m09\42192az_dlext_20120904_3326_3423.csv | 98
v4 | Full | 3 | 42192az_dlext_20120905_3424_3523.csv | F:\UPOD\Cell_DLE\CSV_files_raw_nieuwe_structuur\2012\sap3_92\m09 | F:\UPOD\Cell_DLE\CSV_files_raw_nieuwe_structuur\2012\sap3_92\m09\42192az_dlext_20120905_3424_3523.csv | 100
v4 | Full | 3 | 42192az_dlext_20120906_3524_3697.csv | F:\UPOD\Cell_DLE\CSV_files_raw_nieuwe_structuur\2012\sap3_92\m09 | F:\UPOD\Cell_DLE\CSV_files_raw_nieuwe_structuur\2012\sap3_92\m09\42192az_dlext_20120906_3524_3697.csv | 174
v4 | Full | 3 | 42192az_dlext_20120907_3698_3791.csv | F:\UPOD\Cell_DLE\CSV_files_raw_nieuwe_structuur\2012\sap3_92\m09 | F:\UPOD\Cell_DLE\CSV_files_raw_nieuwe_structuur\2012\sap3_92\m09\42192az_dlext_20120907_3698_3791.csv | 94
v4 | Full | 3 | 42192az_dlext_20120908_3792_3856.csv | F:\UPOD\Cell_DLE\CSV_files_raw_nieuwe_structuur\2012\sap3_92\m09 | F:\UPOD\Cell_DLE\CSV_files_raw_nieuwe_structuur\2012\sap3_92\m09\42192az_dlext_20120908_3792_3856.csv | 65
v4 | Full | 3 | 42192az_dlext_20120909_3857_3901.csv | F:\UPOD\Cell_DLE\CSV_files_raw_nieuwe_structuur\2012\sap3_92\m09 | F:\UPOD\Cell_DLE\CSV_files_raw_nieuwe_structuur\2012\sap3_92\m09\42192az_dlext_20120909_3857_3901.csv | 45
v4 | Full | 3 | 42192az_dlext_20120910_3902_4015.csv | F:\UPOD\Cell_DLE\CSV_files_raw_nieuwe_structuur\2012\sap3_92\m09 | F:\UPOD\Cell_DLE\CSV_files_raw_nieuwe_structuur\2012\sap3_92\m09\42192az_dlext_20120910_3902_4015.csv | 114
v4 | Full | 3 | 42192az_dlext_20120911_4016_4149.csv | F:\UPOD\Cell_DLE\CSV_files_raw_nieuwe_structuur\2012\sap3_92\m09 | F:\UPOD\Cell_DLE\CSV_files_raw_nieuwe_structuur\2012\sap3_92\m09\42192az_dlext_20120911_4016_4149.csv | 134
v4 | Full | 3 | 42192az_dlext_20120912_4150_4291.csv | F:\UPOD\Cell_DLE\CSV_files_raw_nieuwe_structuur\2012\sap3_92\m09 | F:\UPOD\Cell_DLE\CSV_files_raw_nieuwe_structuur\2012\sap3_92\m09\42192az_dlext_20120912_4150_4291.csv | 142
v4 | Full | 3 | 42192az_dlext_20120913_4292_4402.csv | F:\UPOD\Cell_DLE\CSV_files_raw_nieuwe_structuur\2012\sap3_92\m09 | F:\UPOD\Cell_DLE\CSV_files_raw_nieuwe_structuur\2012\sap3_92\m09\42192az_dlext_20120913_4292_4402.csv | 111
v4 | Full | 3 | 42192az_dlext_20120914_4403_4480.csv | F:\UPOD\Cell_DLE\CSV_files_raw_nieuwe_structuur\2012\sap3_92\m09 | F:\UPOD\Cell_DLE\CSV_files_raw_nieuwe_structuur\2012\sap3_92\m09\42192az_dlext_20120914_4403_4480.csv | 78
v4 | Full | 3 | 42192az_dlext_20120915_4481_4545.csv | F:\UPOD\Cell_DLE\CSV_files_raw_nieuwe_structuur\2012\sap3_92\m09 | F:\UPOD\Cell_DLE\CSV_files_raw_nieuwe_structuur\2012\sap3_92\m09\42192az_dlext_20120915_4481_4545.csv | 65
v4 | Full | 3 | 42192az_dlext_20120916_4546_4631.csv | F:\UPOD\Cell_DLE\CSV_files_raw_nieuwe_structuur\2012\sap3_92\m09 | F:\UPOD\Cell_DLE\CSV_files_raw_nieuwe_structuur\2012\sap3_92\m09\42192az_dlext_20120916_4546_4631.csv | 86
v4 | Full | 3 | 42192az_dlext_20120917_4632_4760.csv | F:\UPOD\Cell_DLE\CSV_files_raw_nieuwe_structuur\2012\sap3_92\m09 | F:\UPOD\Cell_DLE\CSV_files_raw_nieuwe_structuur\2012\sap3_92\m09\42192az_dlext_20120917_4632_4760.csv | 129
v4 | Full | 3 | 42192az_dlext_20120918_4761_4864.csv | F:\UPOD\Cell_DLE\CSV_files_raw_nieuwe_structuur\2012\sap3_92\m09 | F:\UPOD\Cell_DLE\CSV_files_raw_nieuwe_structuur\2012\sap3_92\m09\42192az_dlext_20120918_4761_4864.csv | 104
v4 | Full | 3 | 42192az_dlext_20120919_4865_4984.csv | F:\UPOD\Cell_DLE\CSV_files_raw_nieuwe_structuur\2012\sap3_92\m09 | F:\UPOD\Cell_DLE\CSV_files_raw_nieuwe_structuur\2012\sap3_92\m09\42192az_dlext_20120919_4865_4984.csv | 120
v4 | Full | 3 | 42192az_dlext_20120920_4985_5117.csv | F:\UPOD\Cell_DLE\CSV_files_raw_nieuwe_structuur\2012\sap3_92\m09 | F:\UPOD\Cell_DLE\CSV_files_raw_nieuwe_structuur\2012\sap3_92\m09\42192az_dlext_20120920_4985_5117.csv | 133
v4 | Full | 3 | 42192az_dlext_20120921_5118_5233.csv | F:\UPOD\Cell_DLE\CSV_files_raw_nieuwe_structuur\2012\sap3_92\m09 | F:\UPOD\Cell_DLE\CSV_files_raw_nieuwe_structuur\2012\sap3_92\m09\42192az_dlext_20120921_5118_5233.csv | 116
v4 | Full | 3 | 42192az_dlext_20120922_5234_5283.csv | F:\UPOD\Cell_DLE\CSV_files_raw_nieuwe_structuur\2012\sap3_92\m09 | F:\UPOD\Cell_DLE\CSV_files_raw_nieuwe_structuur\2012\sap3_92\m09\42192az_dlext_20120922_5234_5283.csv | 50
v4 | Full | 3 | 42192az_dlext_20120923_5284_5334.csv | F:\UPOD\Cell_DLE\CSV_files_raw_nieuwe_structuur\2012\sap3_92\m09 | F:\UPOD\Cell_DLE\CSV_files_raw_nieuwe_structuur\2012\sap3_92\m09\42192az_dlext_20120923_5284_5334.csv | 51
v4 | Full | 3 | 42192az_dlext_20120924_5335_5472.csv | F:\UPOD\Cell_DLE\CSV_files_raw_nieuwe_structuur\2012\sap3_92\m09 | F:\UPOD\Cell_DLE\CSV_files_raw_nieuwe_structuur\2012\sap3_92\m09\42192az_dlext_20120924_5335_5472.csv | 138
v4 | Full | 3 | 42192az_dlext_20120925_5473_5652.csv | F:\UPOD\Cell_DLE\CSV_files_raw_nieuwe_structuur\2012\sap3_92\m09 | F:\UPOD\Cell_DLE\CSV_files_raw_nieuwe_structuur\2012\sap3_92\m09\42192az_dlext_20120925_5473_5652.csv | 180
v4 | Full | 3 | 42192az_dlext_20120926_5653_5747.csv | F:\UPOD\Cell_DLE\CSV_files_raw_nieuwe_structuur\2012\sap3_92\m09 | F:\UPOD\Cell_DLE\CSV_files_raw_nieuwe_structuur\2012\sap3_92\m09\42192az_dlext_20120926_5653_5747.csv | 95
v4 | Full | 3 | 42192az_dlext_20120927_5748_5860.csv | F:\UPOD\Cell_DLE\CSV_files_raw_nieuwe_structuur\2012\sap3_92\m09 | F:\UPOD\Cell_DLE\CSV_files_raw_nieuwe_structuur\2012\sap3_92\m09\42192az_dlext_20120927_5748_5860.csv | 113
v4 | Full | 3 | 42192az_dlext_20120928_5861_5953.csv | F:\UPOD\Cell_DLE\CSV_files_raw_nieuwe_structuur\2012\sap3_92\m09 | F:\UPOD\Cell_DLE\CSV_files_raw_nieuwe_structuur\2012\sap3_92\m09\42192az_dlext_20120928_5861_5953.csv | 93
v4 | Full | 3 | 42192az_dlext_20120929_5954_6008.csv | F:\UPOD\Cell_DLE\CSV_files_raw_nieuwe_structuur\2012\sap3_92\m09 | F:\UPOD\Cell_DLE\CSV_files_raw_nieuwe_structuur\2012\sap3_92\m09\42192az_dlext_20120929_5954_6008.csv | 55
v4 | Full | 3 | 42192az_dlext_20120930_6009_6066.csv | F:\UPOD\Cell_DLE\CSV_files_raw_nieuwe_structuur\2012\sap3_92\m09 | F:\UPOD\Cell_DLE\CSV_files_raw_nieuwe_structuur\2012\sap3_92\m09\42192az_dlext_20120930_6009_6066.csv | 58
v4 | Full | 3 | 42192az_dlext_20121001_6067_6159.csv | F:\UPOD\Cell_DLE\CSV_files_raw_nieuwe_structuur\2012\sap3_92\m10 | F:\UPOD\Cell_DLE\CSV_files_raw_nieuwe_structuur\2012\sap3_92\m10\42192az_dlext_20121001_6067_6159.csv | 93
v4 | Full | 3 | 42192az_dlext_20121002_6160_6231.csv | F:\UPOD\Cell_DLE\CSV_files_raw_nieuwe_structuur\2012\sap3_92\m10 | F:\UPOD\Cell_DLE\CSV_files_raw_nieuwe_structuur\2012\sap3_92\m10\42192az_dlext_20121002_6160_6231.csv | 72
v4 | Full | 3 | 42192az_dlext_20121003_6232_6355.csv | F:\UPOD\Cell_DLE\CSV_files_raw_nieuwe_structuur\2012\sap3_92\m10 | F:\UPOD\Cell_DLE\CSV_files_raw_nieuwe_structuur\2012\sap3_92\m10\42192az_dlext_20121003_6232_6355.csv | 124
v4 | Full | 3 | 42192az_dlext_20121004_6356_6654.csv | F:\UPOD\Cell_DLE\CSV_files_raw_nieuwe_structuur\2012\sap3_92\m10 | F:\UPOD\Cell_DLE\CSV_files_raw_nieuwe_structuur\2012\sap3_92\m10\42192az_dlext_20121004_6356_6654.csv | 299
v4 | Full | 3 | 42192az_dlext_20121005_6655_6758.csv | F:\UPOD\Cell_DLE\CSV_files_raw_nieuwe_structuur\2012\sap3_92\m10 | F:\UPOD\Cell_DLE\CSV_files_raw_nieuwe_structuur\2012\sap3_92\m10\42192az_dlext_20121005_6655_6758.csv | 104
v4 | Full | 3 | 42192az_dlext_20121006_6759_6804.csv | F:\UPOD\Cell_DLE\CSV_files_raw_nieuwe_structuur\2012\sap3_92\m10 | F:\UPOD\Cell_DLE\CSV_files_raw_nieuwe_structuur\2012\sap3_92\m10\42192az_dlext_20121006_6759_6804.csv | 46
v4 | Full | 3 | 42192az_dlext_20121007_6805_6852.csv | F:\UPOD\Cell_DLE\CSV_files_raw_nieuwe_structuur\2012\sap3_92\m10 | F:\UPOD\Cell_DLE\CSV_files_raw_nieuwe_structuur\2012\sap3_92\m10\42192az_dlext_20121007_6805_6852.csv | 48
v4 | Full | 3 | 42192az_dlext_20121008_6853_6918.csv | F:\UPOD\Cell_DLE\CSV_files_raw_nieuwe_structuur\2012\sap3_92\m10 | F:\UPOD\Cell_DLE\CSV_files_raw_nieuwe_structuur\2012\sap3_92\m10\42192az_dlext_20121008_6853_6918.csv | 66
v4 | Full | 3 | 42192az_dlext_20121009_6919_7030.csv | F:\UPOD\Cell_DLE\CSV_files_raw_nieuwe_structuur\2012\sap3_92\m10 | F:\UPOD\Cell_DLE\CSV_files_raw_nieuwe_structuur\2012\sap3_92\m10\42192az_dlext_20121009_6919_7030.csv | 112
v4 | Full | 3 | 42192az_dlext_20121010_7031_7107.csv | F:\UPOD\Cell_DLE\CSV_files_raw_nieuwe_structuur\2012\sap3_92\m10 | F:\UPOD\Cell_DLE\CSV_files_raw_nieuwe_structuur\2012\sap3_92\m10\42192az_dlext_20121010_7031_7107.csv | 77
v4 | Full | 3 | 42192az_dlext_20121011_7108_7199.csv | F:\UPOD\Cell_DLE\CSV_files_raw_nieuwe_structuur\2012\sap3_92\m10 | F:\UPOD\Cell_DLE\CSV_files_raw_nieuwe_structuur\2012\sap3_92\m10\42192az_dlext_20121011_7108_7199.csv | 92
v4 | Full | 3 | 42192az_dlext_20121012_7200_7313.csv | F:\UPOD\Cell_DLE\CSV_files_raw_nieuwe_structuur\2012\sap3_92\m10 | F:\UPOD\Cell_DLE\CSV_files_raw_nieuwe_structuur\2012\sap3_92\m10\42192az_dlext_20121012_7200_7313.csv | 114
v4 | Full | 3 | 42192az_dlext_20121013_7314_7355.csv | F:\UPOD\Cell_DLE\CSV_files_raw_nieuwe_structuur\2012\sap3_92\m10 | F:\UPOD\Cell_DLE\CSV_files_raw_nieuwe_structuur\2012\sap3_92\m10\42192az_dlext_20121013_7314_7355.csv | 42
v4 | Full | 3 | 42192az_dlext_20121014_7356_7413.csv | F:\UPOD\Cell_DLE\CSV_files_raw_nieuwe_structuur\2012\sap3_92\m10 | F:\UPOD\Cell_DLE\CSV_files_raw_nieuwe_structuur\2012\sap3_92\m10\42192az_dlext_20121014_7356_7413.csv | 58
v4 | Full | 3 | 42192az_dlext_20121015_7414_7533.csv | F:\UPOD\Cell_DLE\CSV_files_raw_nieuwe_structuur\2012\sap3_92\m10 | F:\UPOD\Cell_DLE\CSV_files_raw_nieuwe_structuur\2012\sap3_92\m10\42192az_dlext_20121015_7414_7533.csv | 120
v4 | Full | 3 | 42192az_dlext_20121016_7534_7631.csv | F:\UPOD\Cell_DLE\CSV_files_raw_nieuwe_structuur\2012\sap3_92\m10 | F:\UPOD\Cell_DLE\CSV_files_raw_nieuwe_structuur\2012\sap3_92\m10\42192az_dlext_20121016_7534_7631.csv | 98
v4 | Full | 3 | 42192az_dlext_20121017_7632_7751.csv | F:\UPOD\Cell_DLE\CSV_files_raw_nieuwe_structuur\2012\sap3_92\m10 | F:\UPOD\Cell_DLE\CSV_files_raw_nieuwe_structuur\2012\sap3_92\m10\42192az_dlext_20121017_7632_7751.csv | 120
v4 | Full | 3 | 42192az_dlext_20121018_7752_7877.csv | F:\UPOD\Cell_DLE\CSV_files_raw_nieuwe_structuur\2012\sap3_92\m10 | F:\UPOD\Cell_DLE\CSV_files_raw_nieuwe_structuur\2012\sap3_92\m10\42192az_dlext_20121018_7752_7877.csv | 126
v4 | Full | 3 | 42192az_dlext_20121019_7878_7967.csv | F:\UPOD\Cell_DLE\CSV_files_raw_nieuwe_structuur\2012\sap3_92\m10 | F:\UPOD\Cell_DLE\CSV_files_raw_nieuwe_structuur\2012\sap3_92\m10\42192az_dlext_20121019_7878_7967.csv | 90
v4 | Full | 3 | 42192az_dlext_20121020_7968_8042.csv | F:\UPOD\Cell_DLE\CSV_files_raw_nieuwe_structuur\2012\sap3_92\m10 | F:\UPOD\Cell_DLE\CSV_files_raw_nieuwe_structuur\2012\sap3_92\m10\42192az_dlext_20121020_7968_8042.csv | 75
v4 | Full | 3 | 42192az_dlext_20121021_8043_8091.csv | F:\UPOD\Cell_DLE\CSV_files_raw_nieuwe_structuur\2012\sap3_92\m10 | F:\UPOD\Cell_DLE\CSV_files_raw_nieuwe_structuur\2012\sap3_92\m10\42192az_dlext_20121021_8043_8091.csv | 49
v4 | Full | 3 | 42192az_dlext_20121022_8092_8245.csv | F:\UPOD\Cell_DLE\CSV_files_raw_nieuwe_structuur\2012\sap3_92\m10 | F:\UPOD\Cell_DLE\CSV_files_raw_nieuwe_structuur\2012\sap3_92\m10\42192az_dlext_20121022_8092_8245.csv | 154
v4 | Full | 3 | 42192az_dlext_20121023_8246_8360.csv | F:\UPOD\Cell_DLE\CSV_files_raw_nieuwe_structuur\2012\sap3_92\m10 | F:\UPOD\Cell_DLE\CSV_files_raw_nieuwe_structuur\2012\sap3_92\m10\42192az_dlext_20121023_8246_8360.csv | 115
v4 | Full | 3 | 42192az_dlext_20121024_8361_8445.csv | F:\UPOD\Cell_DLE\CSV_files_raw_nieuwe_structuur\2012\sap3_92\m10 | F:\UPOD\Cell_DLE\CSV_files_raw_nieuwe_structuur\2012\sap3_92\m10\42192az_dlext_20121024_8361_8445.csv | 85
v4 | Full | 3 | 42192az_dlext_20121025_8446_8553.csv | F:\UPOD\Cell_DLE\CSV_files_raw_nieuwe_structuur\2012\sap3_92\m10 | F:\UPOD\Cell_DLE\CSV_files_raw_nieuwe_structuur\2012\sap3_92\m10\42192az_dlext_20121025_8446_8553.csv | 108
v4 | Full | 3 | 42192az_dlext_20121026_8554_8658.csv | F:\UPOD\Cell_DLE\CSV_files_raw_nieuwe_structuur\2012\sap3_92\m10 | F:\UPOD\Cell_DLE\CSV_files_raw_nieuwe_structuur\2012\sap3_92\m10\42192az_dlext_20121026_8554_8658.csv | 105
v4 | Full | 3 | 42192az_dlext_20121027_8659_8724.csv | F:\UPOD\Cell_DLE\CSV_files_raw_nieuwe_structuur\2012\sap3_92\m10 | F:\UPOD\Cell_DLE\CSV_files_raw_nieuwe_structuur\2012\sap3_92\m10\42192az_dlext_20121027_8659_8724.csv | 66
v4 | Full | 3 | 42192az_dlext_20121028_8725_8773.csv | F:\UPOD\Cell_DLE\CSV_files_raw_nieuwe_structuur\2012\sap3_92\m10 | F:\UPOD\Cell_DLE\CSV_files_raw_nieuwe_structuur\2012\sap3_92\m10\42192az_dlext_20121028_8725_8773.csv | 49
v4 | Full | 3 | 42192az_dlext_20121029_8774_9004.csv | F:\UPOD\Cell_DLE\CSV_files_raw_nieuwe_structuur\2012\sap3_92\m10 | F:\UPOD\Cell_DLE\CSV_files_raw_nieuwe_structuur\2012\sap3_92\m10\42192az_dlext_20121029_8774_9004.csv | 231
v4 | Full | 3 | 42192az_dlext_20121030_9005_9143.csv | F:\UPOD\Cell_DLE\CSV_files_raw_nieuwe_structuur\2012\sap3_92\m10 | F:\UPOD\Cell_DLE\CSV_files_raw_nieuwe_structuur\2012\sap3_92\m10\42192az_dlext_20121030_9005_9143.csv | 139
v4 | Full | 3 | 42192az_dlext_20121031_9144_9297.csv | F:\UPOD\Cell_DLE\CSV_files_raw_nieuwe_structuur\2012\sap3_92\m11 | F:\UPOD\Cell_DLE\CSV_files_raw_nieuwe_structuur\2012\sap3_92\m11\42192az_dlext_20121031_9144_9297.csv | 154
v4 | Full | 3 | 42192az_dlext_20121101_9298_9502.csv | F:\UPOD\Cell_DLE\CSV_files_raw_nieuwe_structuur\2012\sap3_92\m11 | F:\UPOD\Cell_DLE\CSV_files_raw_nieuwe_structuur\2012\sap3_92\m11\42192az_dlext_20121101_9298_9502.csv | 205
v4 | Full | 3 | 42192az_dlext_20121102_9503_9581.csv | F:\UPOD\Cell_DLE\CSV_files_raw_nieuwe_structuur\2012\sap3_92\m11 | F:\UPOD\Cell_DLE\CSV_files_raw_nieuwe_structuur\2012\sap3_92\m11\42192az_dlext_20121102_9503_9581.csv | 79
v4 | Full | 3 | 42192az_dlext_20121103_9582_9634.csv | F:\UPOD\Cell_DLE\CSV_files_raw_nieuwe_structuur\2012\sap3_92\m11 | F:\UPOD\Cell_DLE\CSV_files_raw_nieuwe_structuur\2012\sap3_92\m11\42192az_dlext_20121103_9582_9634.csv | 53
v4 | Full | 3 | 42192az_dlext_20121104_9635_9671.csv | F:\UPOD\Cell_DLE\CSV_files_raw_nieuwe_structuur\2012\sap3_92\m11 | F:\UPOD\Cell_DLE\CSV_files_raw_nieuwe_structuur\2012\sap3_92\m11\42192az_dlext_20121104_9635_9671.csv | 37
v4 | Full | 3 | 42192az_dlext_20121105_9672_9942.csv | F:\UPOD\Cell_DLE\CSV_files_raw_nieuwe_structuur\2012\sap3_92\m11 | F:\UPOD\Cell_DLE\CSV_files_raw_nieuwe_structuur\2012\sap3_92\m11\42192az_dlext_20121105_9672_9942.csv | 271
v4 | Full | 3 | 42192az_dlext_20121106_9943_0110.csv | F:\UPOD\Cell_DLE\CSV_files_raw_nieuwe_structuur\2012\sap3_92\m11 | F:\UPOD\Cell_DLE\CSV_files_raw_nieuwe_structuur\2012\sap3_92\m11\42192az_dlext_20121106_9943_0110.csv | 168
v4 | Full | 3 | 42192az_dlext_20121107_0111_0238.csv | F:\UPOD\Cell_DLE\CSV_files_raw_nieuwe_structuur\2012\sap3_92\m11 | F:\UPOD\Cell_DLE\CSV_files_raw_nieuwe_structuur\2012\sap3_92\m11\42192az_dlext_20121107_0111_0238.csv | 128
v4 | Full | 3 | 42192az_dlext_20121108_0239_0375.csv | F:\UPOD\Cell_DLE\CSV_files_raw_nieuwe_structuur\2012\sap3_92\m11 | F:\UPOD\Cell_DLE\CSV_files_raw_nieuwe_structuur\2012\sap3_92\m11\42192az_dlext_20121108_0239_0375.csv | 137
v4 | Full | 3 | 42192az_dlext_20121109_0376_0517.csv | F:\UPOD\Cell_DLE\CSV_files_raw_nieuwe_structuur\2012\sap3_92\m11 | F:\UPOD\Cell_DLE\CSV_files_raw_nieuwe_structuur\2012\sap3_92\m11\42192az_dlext_20121109_0376_0517.csv | 142
v4 | Full | 3 | 42192az_dlext_20121110_0518_0599.csv | F:\UPOD\Cell_DLE\CSV_files_raw_nieuwe_structuur\2012\sap3_92\m11 | F:\UPOD\Cell_DLE\CSV_files_raw_nieuwe_structuur\2012\sap3_92\m11\42192az_dlext_20121110_0518_0599.csv | 82
v4 | Full | 3 | 42192az_dlext_20121111_0600_0677.csv | F:\UPOD\Cell_DLE\CSV_files_raw_nieuwe_structuur\2012\sap3_92\m11 | F:\UPOD\Cell_DLE\CSV_files_raw_nieuwe_structuur\2012\sap3_92\m11\42192az_dlext_20121111_0600_0677.csv | 78
v4 | Full | 3 | 42192az_dlext_20121112_0678_0799.csv | F:\UPOD\Cell_DLE\CSV_files_raw_nieuwe_structuur\2012\sap3_92\m11 | F:\UPOD\Cell_DLE\CSV_files_raw_nieuwe_structuur\2012\sap3_92\m11\42192az_dlext_20121112_0678_0799.csv | 122
v4 | Full | 3 | 42192az_dlext_20121113_0800_0902.csv | F:\UPOD\Cell_DLE\CSV_files_raw_nieuwe_structuur\2012\sap3_92\m11 | F:\UPOD\Cell_DLE\CSV_files_raw_nieuwe_structuur\2012\sap3_92\m11\42192az_dlext_20121113_0800_0902.csv | 103
v4 | Full | 3 | 42192az_dlext_20121114_0903_1089.csv | F:\UPOD\Cell_DLE\CSV_files_raw_nieuwe_structuur\2012\sap3_92\m11 | F:\UPOD\Cell_DLE\CSV_files_raw_nieuwe_structuur\2012\sap3_92\m11\42192az_dlext_20121114_0903_1089.csv | 187
v4 | Full | 3 | 42192az_dlext_20121115_1090_1181.csv | F:\UPOD\Cell_DLE\CSV_files_raw_nieuwe_structuur\2012\sap3_92\m11 | F:\UPOD\Cell_DLE\CSV_files_raw_nieuwe_structuur\2012\sap3_92\m11\42192az_dlext_20121115_1090_1181.csv | 92
v4 | Full | 3 | 42192az_dlext_20121116_1182_1283.csv | F:\UPOD\Cell_DLE\CSV_files_raw_nieuwe_structuur\2012\sap3_92\m11 | F:\UPOD\Cell_DLE\CSV_files_raw_nieuwe_structuur\2012\sap3_92\m11\42192az_dlext_20121116_1182_1283.csv | 102
v4 | Full | 3 | 42192az_dlext_20121117_1284_1310.csv | F:\UPOD\Cell_DLE\CSV_files_raw_nieuwe_structuur\2012\sap3_92\m11 | F:\UPOD\Cell_DLE\CSV_files_raw_nieuwe_structuur\2012\sap3_92\m11\42192az_dlext_20121117_1284_1310.csv | 27
v4 | Full | 3 | 42192az_dlext_20121118_1311_1377.csv | F:\UPOD\Cell_DLE\CSV_files_raw_nieuwe_structuur\2012\sap3_92\m11 | F:\UPOD\Cell_DLE\CSV_files_raw_nieuwe_structuur\2012\sap3_92\m11\42192az_dlext_20121118_1311_1377.csv | 67
v4 | Full | 3 | 42192az_dlext_20121119_1378_1486.csv | F:\UPOD\Cell_DLE\CSV_files_raw_nieuwe_structuur\2012\sap3_92\m11 | F:\UPOD\Cell_DLE\CSV_files_raw_nieuwe_structuur\2012\sap3_92\m11\42192az_dlext_20121119_1378_1486.csv | 109
v4 | Full | 3 | 42192az_dlext_20121120_1487_1571.csv | F:\UPOD\Cell_DLE\CSV_files_raw_nieuwe_structuur\2012\sap3_92\m11 | F:\UPOD\Cell_DLE\CSV_files_raw_nieuwe_structuur\2012\sap3_92\m11\42192az_dlext_20121120_1487_1571.csv | 85
v4 | Full | 3 | 42192az_dlext_20121121_1572_1666.csv | F:\UPOD\Cell_DLE\CSV_files_raw_nieuwe_structuur\2012\sap3_92\m11 | F:\UPOD\Cell_DLE\CSV_files_raw_nieuwe_structuur\2012\sap3_92\m11\42192az_dlext_20121121_1572_1666.csv | 95
v4 | Full | 3 | 42192az_dlext_20121122_1667_1786.csv | F:\UPOD\Cell_DLE\CSV_files_raw_nieuwe_structuur\2012\sap3_92\m11 | F:\UPOD\Cell_DLE\CSV_files_raw_nieuwe_structuur\2012\sap3_92\m11\42192az_dlext_20121122_1667_1786.csv | 120
v4 | Full | 3 | 42192az_dlext_20121123_1787_1883.csv | F:\UPOD\Cell_DLE\CSV_files_raw_nieuwe_structuur\2012\sap3_92\m11 | F:\UPOD\Cell_DLE\CSV_files_raw_nieuwe_structuur\2012\sap3_92\m11\42192az_dlext_20121123_1787_1883.csv | 97
v4 | Full | 3 | 42192az_dlext_20121124_1884_1927.csv | F:\UPOD\Cell_DLE\CSV_files_raw_nieuwe_structuur\2012\sap3_92\m11 | F:\UPOD\Cell_DLE\CSV_files_raw_nieuwe_structuur\2012\sap3_92\m11\42192az_dlext_20121124_1884_1927.csv | 44
v4 | Full | 3 | 42192az_dlext_20121125_1928_1996.csv | F:\UPOD\Cell_DLE\CSV_files_raw_nieuwe_structuur\2012\sap3_92\m11 | F:\UPOD\Cell_DLE\CSV_files_raw_nieuwe_structuur\2012\sap3_92\m11\42192az_dlext_20121125_1928_1996.csv | 69
v4 | Full | 3 | 42192az_dlext_20121126_1997_2158.csv | F:\UPOD\Cell_DLE\CSV_files_raw_nieuwe_structuur\2012\sap3_92\m11 | F:\UPOD\Cell_DLE\CSV_files_raw_nieuwe_structuur\2012\sap3_92\m11\42192az_dlext_20121126_1997_2158.csv | 162
v4 | Full | 3 | 42192az_dlext_20121127_2159_2240.csv | F:\UPOD\Cell_DLE\CSV_files_raw_nieuwe_structuur\2012\sap3_92\m11 | F:\UPOD\Cell_DLE\CSV_files_raw_nieuwe_structuur\2012\sap3_92\m11\42192az_dlext_20121127_2159_2240.csv | 82
v4 | Full | 3 | 42192az_dlext_20121128_2241_2360.csv | F:\UPOD\Cell_DLE\CSV_files_raw_nieuwe_structuur\2012\sap3_92\m11 | F:\UPOD\Cell_DLE\CSV_files_raw_nieuwe_structuur\2012\sap3_92\m11\42192az_dlext_20121128_2241_2360.csv | 120
v4 | Full | 3 | 42192az_dlext_20121129_2361_2473.csv | F:\UPOD\Cell_DLE\CSV_files_raw_nieuwe_structuur\2012\sap3_92\m11 | F:\UPOD\Cell_DLE\CSV_files_raw_nieuwe_structuur\2012\sap3_92\m11\42192az_dlext_20121129_2361_2473.csv | 113
v4 | Full | 3 | 42192az_dlext_20121130_2474_2584.csv | F:\UPOD\Cell_DLE\CSV_files_raw_nieuwe_structuur\2012\sap3_92\m11 | F:\UPOD\Cell_DLE\CSV_files_raw_nieuwe_structuur\2012\sap3_92\m11\42192az_dlext_20121130_2474_2584.csv | 111
v4 | Full | 3 | 42192az_dlext_20121201_2585_2641.csv | F:\UPOD\Cell_DLE\CSV_files_raw_nieuwe_structuur\2012\sap3_92\m12 | F:\UPOD\Cell_DLE\CSV_files_raw_nieuwe_structuur\2012\sap3_92\m12\42192az_dlext_20121201_2585_2641.csv | 57
v4 | Full | 3 | 42192az_dlext_20121202_2642_2705.csv | F:\UPOD\Cell_DLE\CSV_files_raw_nieuwe_structuur\2012\sap3_92\m12 | F:\UPOD\Cell_DLE\CSV_files_raw_nieuwe_structuur\2012\sap3_92\m12\42192az_dlext_20121202_2642_2705.csv | 64
v4 | Full | 3 | 42192az_dlext_20121203_2706_2846.csv | F:\UPOD\Cell_DLE\CSV_files_raw_nieuwe_structuur\2012\sap3_92\m12 | F:\UPOD\Cell_DLE\CSV_files_raw_nieuwe_structuur\2012\sap3_92\m12\42192az_dlext_20121203_2706_2846.csv | 141
v4 | Full | 3 | 42192az_dlext_20121204_2847_2945.csv | F:\UPOD\Cell_DLE\CSV_files_raw_nieuwe_structuur\2012\sap3_92\m12 | F:\UPOD\Cell_DLE\CSV_files_raw_nieuwe_structuur\2012\sap3_92\m12\42192az_dlext_20121204_2847_2945.csv | 99
v4 | Full | 3 | 42192az_dlext_20121205_2946_3037.csv | F:\UPOD\Cell_DLE\CSV_files_raw_nieuwe_structuur\2012\sap3_92\m12 | F:\UPOD\Cell_DLE\CSV_files_raw_nieuwe_structuur\2012\sap3_92\m12\42192az_dlext_20121205_2946_3037.csv | 92
v4 | Full | 3 | 42192az_dlext_20121206_3038_3186.csv | F:\UPOD\Cell_DLE\CSV_files_raw_nieuwe_structuur\2012\sap3_92\m12 | F:\UPOD\Cell_DLE\CSV_files_raw_nieuwe_structuur\2012\sap3_92\m12\42192az_dlext_20121206_3038_3186.csv | 149
v4 | Full | 3 | 42192az_dlext_20121207_3187_3287.csv | F:\UPOD\Cell_DLE\CSV_files_raw_nieuwe_structuur\2012\sap3_92\m12 | F:\UPOD\Cell_DLE\CSV_files_raw_nieuwe_structuur\2012\sap3_92\m12\42192az_dlext_20121207_3187_3287.csv | 101
v4 | Full | 3 | 42192az_dlext_20121208_3288_3335.csv | F:\UPOD\Cell_DLE\CSV_files_raw_nieuwe_structuur\2012\sap3_92\m12 | F:\UPOD\Cell_DLE\CSV_files_raw_nieuwe_structuur\2012\sap3_92\m12\42192az_dlext_20121208_3288_3335.csv | 48
v4 | Full | 3 | 42192az_dlext_20121209_3336_3396.csv | F:\UPOD\Cell_DLE\CSV_files_raw_nieuwe_structuur\2012\sap3_92\m12 | F:\UPOD\Cell_DLE\CSV_files_raw_nieuwe_structuur\2012\sap3_92\m12\42192az_dlext_20121209_3336_3396.csv | 61
v4 | Full | 3 | 42192az_dlext_20121210_3397_3499.csv | F:\UPOD\Cell_DLE\CSV_files_raw_nieuwe_structuur\2012\sap3_92\m12 | F:\UPOD\Cell_DLE\CSV_files_raw_nieuwe_structuur\2012\sap3_92\m12\42192az_dlext_20121210_3397_3499.csv | 103
v4 | Full | 3 | 42192az_dlext_20121211_3500_3585.csv | F:\UPOD\Cell_DLE\CSV_files_raw_nieuwe_structuur\2012\sap3_92\m12 | F:\UPOD\Cell_DLE\CSV_files_raw_nieuwe_structuur\2012\sap3_92\m12\42192az_dlext_20121211_3500_3585.csv | 86
v4 | Full | 3 | 42192az_dlext_20121212_3586_3698.csv | F:\UPOD\Cell_DLE\CSV_files_raw_nieuwe_structuur\2012\sap3_92\m12 | F:\UPOD\Cell_DLE\CSV_files_raw_nieuwe_structuur\2012\sap3_92\m12\42192az_dlext_20121212_3586_3698.csv | 113
v4 | Full | 3 | 42192az_dlext_20121213_3699_3814.csv | F:\UPOD\Cell_DLE\CSV_files_raw_nieuwe_structuur\2012\sap3_92\m12 | F:\UPOD\Cell_DLE\CSV_files_raw_nieuwe_structuur\2012\sap3_92\m12\42192az_dlext_20121213_3699_3814.csv | 116
v4 | Full | 3 | 42192az_dlext_20121214_3815_3933.csv | F:\UPOD\Cell_DLE\CSV_files_raw_nieuwe_structuur\2012\sap3_92\m12 | F:\UPOD\Cell_DLE\CSV_files_raw_nieuwe_structuur\2012\sap3_92\m12\42192az_dlext_20121214_3815_3933.csv | 119
v4 | Full | 3 | 42192az_dlext_20121215_3934_3986.csv | F:\UPOD\Cell_DLE\CSV_files_raw_nieuwe_structuur\2012\sap3_92\m12 | F:\UPOD\Cell_DLE\CSV_files_raw_nieuwe_structuur\2012\sap3_92\m12\42192az_dlext_20121215_3934_3986.csv | 53
v4 | Full | 3 | 42192az_dlext_20121216_3987_4054.csv | F:\UPOD\Cell_DLE\CSV_files_raw_nieuwe_structuur\2012\sap3_92\m12 | F:\UPOD\Cell_DLE\CSV_files_raw_nieuwe_structuur\2012\sap3_92\m12\42192az_dlext_20121216_3987_4054.csv | 68
v4 | Full | 3 | 42192az_dlext_20121217_4055_4196.csv | F:\UPOD\Cell_DLE\CSV_files_raw_nieuwe_structuur\2012\sap3_92\m12 | F:\UPOD\Cell_DLE\CSV_files_raw_nieuwe_structuur\2012\sap3_92\m12\42192az_dlext_20121217_4055_4196.csv | 142
v4 | Full | 3 | 42192az_dlext_20121218_4197_4319.csv | F:\UPOD\Cell_DLE\CSV_files_raw_nieuwe_structuur\2012\sap3_92\m12 | F:\UPOD\Cell_DLE\CSV_files_raw_nieuwe_structuur\2012\sap3_92\m12\42192az_dlext_20121218_4197_4319.csv | 123
v4 | Full | 3 | 42192az_dlext_20121219_4320_4461.csv | F:\UPOD\Cell_DLE\CSV_files_raw_nieuwe_structuur\2012\sap3_92\m12 | F:\UPOD\Cell_DLE\CSV_files_raw_nieuwe_structuur\2012\sap3_92\m12\42192az_dlext_20121219_4320_4461.csv | 142
v4 | Full | 3 | 42192az_dlext_20121220_4462_4602.csv | F:\UPOD\Cell_DLE\CSV_files_raw_nieuwe_structuur\2012\sap3_92\m12 | F:\UPOD\Cell_DLE\CSV_files_raw_nieuwe_structuur\2012\sap3_92\m12\42192az_dlext_20121220_4462_4602.csv | 141
v4 | Full | 3 | 42192az_dlext_20121221_4603_4680.csv | F:\UPOD\Cell_DLE\CSV_files_raw_nieuwe_structuur\2012\sap3_92\m12 | F:\UPOD\Cell_DLE\CSV_files_raw_nieuwe_structuur\2012\sap3_92\m12\42192az_dlext_20121221_4603_4680.csv | 78
v4 | Full | 3 | 42192az_dlext_20121222_4681_4737.csv | F:\UPOD\Cell_DLE\CSV_files_raw_nieuwe_structuur\2012\sap3_92\m12 | F:\UPOD\Cell_DLE\CSV_files_raw_nieuwe_structuur\2012\sap3_92\m12\42192az_dlext_20121222_4681_4737.csv | 57
v4 | Full | 3 | 42192az_dlext_20121223_4738_4800.csv | F:\UPOD\Cell_DLE\CSV_files_raw_nieuwe_structuur\2012\sap3_92\m12 | F:\UPOD\Cell_DLE\CSV_files_raw_nieuwe_structuur\2012\sap3_92\m12\42192az_dlext_20121223_4738_4800.csv | 63
v4 | Full | 3 | 42192az_dlext_20121224_4801_4913.csv | F:\UPOD\Cell_DLE\CSV_files_raw_nieuwe_structuur\2012\sap3_92\m12 | F:\UPOD\Cell_DLE\CSV_files_raw_nieuwe_structuur\2012\sap3_92\m12\42192az_dlext_20121224_4801_4913.csv | 113
v4 | Full | 3 | 42192az_dlext_20121225_4914_4976.csv | F:\UPOD\Cell_DLE\CSV_files_raw_nieuwe_structuur\2012\sap3_92\m12 | F:\UPOD\Cell_DLE\CSV_files_raw_nieuwe_structuur\2012\sap3_92\m12\42192az_dlext_20121225_4914_4976.csv | 63
v4 | Full | 3 | 42192az_dlext_20121226_4977_5028.csv | F:\UPOD\Cell_DLE\CSV_files_raw_nieuwe_structuur\2012\sap3_92\m12 | F:\UPOD\Cell_DLE\CSV_files_raw_nieuwe_structuur\2012\sap3_92\m12\42192az_dlext_20121226_4977_5028.csv | 52
v4 | Full | 3 | 42192az_dlext_20121227_5029_5133.csv | F:\UPOD\Cell_DLE\CSV_files_raw_nieuwe_structuur\2012\sap3_92\m12 | F:\UPOD\Cell_DLE\CSV_files_raw_nieuwe_structuur\2012\sap3_92\m12\42192az_dlext_20121227_5029_5133.csv | 105
v4 | Full | 3 | 42192az_dlext_20121228_5134_5243.csv | F:\UPOD\Cell_DLE\CSV_files_raw_nieuwe_structuur\2012\sap3_92\m12 | F:\UPOD\Cell_DLE\CSV_files_raw_nieuwe_structuur\2012\sap3_92\m12\42192az_dlext_20121228_5134_5243.csv | 110
v4 | Full | 3 | 42192az_dlext_20121229_5244_5308.csv | F:\UPOD\Cell_DLE\CSV_files_raw_nieuwe_structuur\2012\sap3_92\m12 | F:\UPOD\Cell_DLE\CSV_files_raw_nieuwe_structuur\2012\sap3_92\m12\42192az_dlext_20121229_5244_5308.csv | 65
v4 | Full | 3 | 42192az_dlext_20121230_5309_5366.csv | F:\UPOD\Cell_DLE\CSV_files_raw_nieuwe_structuur\2012\sap3_92\m12 | F:\UPOD\Cell_DLE\CSV_files_raw_nieuwe_structuur\2012\sap3_92\m12\42192az_dlext_20121230_5309_5366.csv | 58
v4 | Full | 3 | 42192az_dlext_20121231_5367_5457.csv | F:\UPOD\Cell_DLE\CSV_files_raw_nieuwe_structuur\2013\sap3_92\m01 | F:\UPOD\Cell_DLE\CSV_files_raw_nieuwe_structuur\2013\sap3_92\m01\42192az_dlext_20121231_5367_5457.csv | 91
v4 | Full | 3 | 42192az_dlext_20130101_5458_5504.csv | F:\UPOD\Cell_DLE\CSV_files_raw_nieuwe_structuur\2013\sap3_92\m01 | F:\UPOD\Cell_DLE\CSV_files_raw_nieuwe_structuur\2013\sap3_92\m01\42192az_dlext_20130101_5458_5504.csv | 47
v4 | Full | 3 | 42192az_dlext_20130102_5505_5616.csv | F:\UPOD\Cell_DLE\CSV_files_raw_nieuwe_structuur\2013\sap3_92\m01 | F:\UPOD\Cell_DLE\CSV_files_raw_nieuwe_structuur\2013\sap3_92\m01\42192az_dlext_20130102_5505_5616.csv | 112
v4 | Full | 3 | 42192az_dlext_20130103_5617_5682.csv | F:\UPOD\Cell_DLE\CSV_files_raw_nieuwe_structuur\2013\sap3_92\m01 | F:\UPOD\Cell_DLE\CSV_files_raw_nieuwe_structuur\2013\sap3_92\m01\42192az_dlext_20130103_5617_5682.csv | 66
v4 | Full | 3 | 42192az_dlext_20130104_5683_5814.csv | F:\UPOD\Cell_DLE\CSV_files_raw_nieuwe_structuur\2013\sap3_92\m01 | F:\UPOD\Cell_DLE\CSV_files_raw_nieuwe_structuur\2013\sap3_92\m01\42192az_dlext_20130104_5683_5814.csv | 132
v4 | Full | 3 | 42192az_dlext_20130105_5815_5883.csv | F:\UPOD\Cell_DLE\CSV_files_raw_nieuwe_structuur\2013\sap3_92\m01 | F:\UPOD\Cell_DLE\CSV_files_raw_nieuwe_structuur\2013\sap3_92\m01\42192az_dlext_20130105_5815_5883.csv | 69
v4 | Full | 3 | 42192az_dlext_20130106_5884_5937.csv | F:\UPOD\Cell_DLE\CSV_files_raw_nieuwe_structuur\2013\sap3_92\m01 | F:\UPOD\Cell_DLE\CSV_files_raw_nieuwe_structuur\2013\sap3_92\m01\42192az_dlext_20130106_5884_5937.csv | 54
v4 | Full | 3 | 42192az_dlext_20130107_5938_6046.csv | F:\UPOD\Cell_DLE\CSV_files_raw_nieuwe_structuur\2013\sap3_92\m01 | F:\UPOD\Cell_DLE\CSV_files_raw_nieuwe_structuur\2013\sap3_92\m01\42192az_dlext_20130107_5938_6046.csv | 108
v4 | Full | 3 | 42192az_dlext_20130108_6047_6155.csv | F:\UPOD\Cell_DLE\CSV_files_raw_nieuwe_structuur\2013\sap3_92\m01 | F:\UPOD\Cell_DLE\CSV_files_raw_nieuwe_structuur\2013\sap3_92\m01\42192az_dlext_20130108_6047_6155.csv | 109
v4 | Full | 3 | 42192az_dlext_20130109_6156_6210.csv | F:\UPOD\Cell_DLE\CSV_files_raw_nieuwe_structuur\2013\sap3_92\m01 | F:\UPOD\Cell_DLE\CSV_files_raw_nieuwe_structuur\2013\sap3_92\m01\42192az_dlext_20130109_6156_6210.csv | 55
v4 | Full | 3 | 42192az_dlext_20130110_6211_6326.csv | F:\UPOD\Cell_DLE\CSV_files_raw_nieuwe_structuur\2013\sap3_92\m01 | F:\UPOD\Cell_DLE\CSV_files_raw_nieuwe_structuur\2013\sap3_92\m01\42192az_dlext_20130110_6211_6326.csv | 116
v4 | Full | 3 | 42192az_dlext_20130111_6327_6405.csv | F:\UPOD\Cell_DLE\CSV_files_raw_nieuwe_structuur\2013\sap3_92\m01 | F:\UPOD\Cell_DLE\CSV_files_raw_nieuwe_structuur\2013\sap3_92\m01\42192az_dlext_20130111_6327_6405.csv | 79
v4 | Full | 3 | 42192az_dlext_20130112_6406_6468.csv | F:\UPOD\Cell_DLE\CSV_files_raw_nieuwe_structuur\2013\sap3_92\m01 | F:\UPOD\Cell_DLE\CSV_files_raw_nieuwe_structuur\2013\sap3_92\m01\42192az_dlext_20130112_6406_6468.csv | 63
v4 | Full | 3 | 42192az_dlext_20130113_6469_6525.csv | F:\UPOD\Cell_DLE\CSV_files_raw_nieuwe_structuur\2013\sap3_92\m01 | F:\UPOD\Cell_DLE\CSV_files_raw_nieuwe_structuur\2013\sap3_92\m01\42192az_dlext_20130113_6469_6525.csv | 57
v4 | Full | 3 | 42192az_dlext_20130114_6526_6658.csv | F:\UPOD\Cell_DLE\CSV_files_raw_nieuwe_structuur\2013\sap3_92\m01 | F:\UPOD\Cell_DLE\CSV_files_raw_nieuwe_structuur\2013\sap3_92\m01\42192az_dlext_20130114_6526_6658.csv | 133
v4 | Full | 3 | 42192az_dlext_20130115_6659_6766.csv | F:\UPOD\Cell_DLE\CSV_files_raw_nieuwe_structuur\2013\sap3_92\m01 | F:\UPOD\Cell_DLE\CSV_files_raw_nieuwe_structuur\2013\sap3_92\m01\42192az_dlext_20130115_6659_6766.csv | 108
v4 | Full | 3 | 42192az_dlext_20130116_6767_6859.csv | F:\UPOD\Cell_DLE\CSV_files_raw_nieuwe_structuur\2013\sap3_92\m01 | F:\UPOD\Cell_DLE\CSV_files_raw_nieuwe_structuur\2013\sap3_92\m01\42192az_dlext_20130116_6767_6859.csv | 93
v4 | Full | 3 | 42192az_dlext_20130117_6860_6976.csv | F:\UPOD\Cell_DLE\CSV_files_raw_nieuwe_structuur\2013\sap3_92\m01 | F:\UPOD\Cell_DLE\CSV_files_raw_nieuwe_structuur\2013\sap3_92\m01\42192az_dlext_20130117_6860_6976.csv | 117
v4 | Full | 3 | 42192az_dlext_20130118_6977_7074.csv | F:\UPOD\Cell_DLE\CSV_files_raw_nieuwe_structuur\2013\sap3_92\m01 | F:\UPOD\Cell_DLE\CSV_files_raw_nieuwe_structuur\2013\sap3_92\m01\42192az_dlext_20130118_6977_7074.csv | 98
v4 | Full | 3 | 42192az_dlext_20130119_7075_7142.csv | F:\UPOD\Cell_DLE\CSV_files_raw_nieuwe_structuur\2013\sap3_92\m01 | F:\UPOD\Cell_DLE\CSV_files_raw_nieuwe_structuur\2013\sap3_92\m01\42192az_dlext_20130119_7075_7142.csv | 68
v4 | Full | 3 | 42192az_dlext_20130120_7143_7206.csv | F:\UPOD\Cell_DLE\CSV_files_raw_nieuwe_structuur\2013\sap3_92\m01 | F:\UPOD\Cell_DLE\CSV_files_raw_nieuwe_structuur\2013\sap3_92\m01\42192az_dlext_20130120_7143_7206.csv | 64
v4 | Full | 3 | 42192az_dlext_20130121_7207_7352.csv | F:\UPOD\Cell_DLE\CSV_files_raw_nieuwe_structuur\2013\sap3_92\m01 | F:\UPOD\Cell_DLE\CSV_files_raw_nieuwe_structuur\2013\sap3_92\m01\42192az_dlext_20130121_7207_7352.csv | 146
v4 | Full | 3 | 42192az_dlext_20130122_7353_7468.csv | F:\UPOD\Cell_DLE\CSV_files_raw_nieuwe_structuur\2013\sap3_92\m01 | F:\UPOD\Cell_DLE\CSV_files_raw_nieuwe_structuur\2013\sap3_92\m01\42192az_dlext_20130122_7353_7468.csv | 116
v4 | Full | 3 | 42192az_dlext_20130123_7469_7581.csv | F:\UPOD\Cell_DLE\CSV_files_raw_nieuwe_structuur\2013\sap3_92\m01 | F:\UPOD\Cell_DLE\CSV_files_raw_nieuwe_structuur\2013\sap3_92\m01\42192az_dlext_20130123_7469_7581.csv | 113
v4 | Full | 3 | 42192az_dlext_20130124_7582_7694.csv | F:\UPOD\Cell_DLE\CSV_files_raw_nieuwe_structuur\2013\sap3_92\m01 | F:\UPOD\Cell_DLE\CSV_files_raw_nieuwe_structuur\2013\sap3_92\m01\42192az_dlext_20130124_7582_7694.csv | 113
v4 | Full | 3 | 42192az_dlext_20130125_7695_7806.csv | F:\UPOD\Cell_DLE\CSV_files_raw_nieuwe_structuur\2013\sap3_92\m01 | F:\UPOD\Cell_DLE\CSV_files_raw_nieuwe_structuur\2013\sap3_92\m01\42192az_dlext_20130125_7695_7806.csv | 112
v4 | Full | 3 | 42192az_dlext_20130126_7807_7884.csv | F:\UPOD\Cell_DLE\CSV_files_raw_nieuwe_structuur\2013\sap3_92\m01 | F:\UPOD\Cell_DLE\CSV_files_raw_nieuwe_structuur\2013\sap3_92\m01\42192az_dlext_20130126_7807_7884.csv | 78
v4 | Full | 3 | 42192az_dlext_20130127_7885_7963.csv | F:\UPOD\Cell_DLE\CSV_files_raw_nieuwe_structuur\2013\sap3_92\m01 | F:\UPOD\Cell_DLE\CSV_files_raw_nieuwe_structuur\2013\sap3_92\m01\42192az_dlext_20130127_7885_7963.csv | 79
v4 | Full | 3 | 42192az_dlext_20130128_7964_8075.csv | F:\UPOD\Cell_DLE\CSV_files_raw_nieuwe_structuur\2013\sap3_92\m01 | F:\UPOD\Cell_DLE\CSV_files_raw_nieuwe_structuur\2013\sap3_92\m01\42192az_dlext_20130128_7964_8075.csv | 112
v4 | Full | 3 | 42192az_dlext_20130129_8076_8262.csv | F:\UPOD\Cell_DLE\CSV_files_raw_nieuwe_structuur\2013\sap3_92\m01 | F:\UPOD\Cell_DLE\CSV_files_raw_nieuwe_structuur\2013\sap3_92\m01\42192az_dlext_20130129_8076_8262.csv | 187
v4 | Full | 3 | 42192az_dlext_20130130_8263_8424.csv | F:\UPOD\Cell_DLE\CSV_files_raw_nieuwe_structuur\2013\sap3_92\m01 | F:\UPOD\Cell_DLE\CSV_files_raw_nieuwe_structuur\2013\sap3_92\m01\42192az_dlext_20130130_8263_8424.csv | 162
v4 | Full | 3 | 42192az_dlext_20130205_8450_8989.csv | F:\UPOD\Cell_DLE\CSV_files_raw_nieuwe_structuur\2013\sap3_92\m02 | F:\UPOD\Cell_DLE\CSV_files_raw_nieuwe_structuur\2013\sap3_92\m02\42192az_dlext_20130205_8450_8989.csv | 540
v4 | Full | 3 | 42192az_dlext_20130206_8990_9077.csv | F:\UPOD\Cell_DLE\CSV_files_raw_nieuwe_structuur\2013\sap3_92\m02 | F:\UPOD\Cell_DLE\CSV_files_raw_nieuwe_structuur\2013\sap3_92\m02\42192az_dlext_20130206_8990_9077.csv | 88
v4 | Full | 3 | 42192az_dlext_20130207_9078_9160.csv | F:\UPOD\Cell_DLE\CSV_files_raw_nieuwe_structuur\2013\sap3_92\m02 | F:\UPOD\Cell_DLE\CSV_files_raw_nieuwe_structuur\2013\sap3_92\m02\42192az_dlext_20130207_9078_9160.csv | 83
v4 | Full | 3 | 42192az_dlext_20130208_9161_9227.csv | F:\UPOD\Cell_DLE\CSV_files_raw_nieuwe_structuur\2013\sap3_92\m02 | F:\UPOD\Cell_DLE\CSV_files_raw_nieuwe_structuur\2013\sap3_92\m02\42192az_dlext_20130208_9161_9227.csv | 67
v4 | Full | 3 | 42192az_dlext_20130209_9228_9268.csv | F:\UPOD\Cell_DLE\CSV_files_raw_nieuwe_structuur\2013\sap3_92\m02 | F:\UPOD\Cell_DLE\CSV_files_raw_nieuwe_structuur\2013\sap3_92\m02\42192az_dlext_20130209_9228_9268.csv | 41
v4 | Full | 3 | 42192az_dlext_20130210_9269_9323.csv | F:\UPOD\Cell_DLE\CSV_files_raw_nieuwe_structuur\2013\sap3_92\m02 | F:\UPOD\Cell_DLE\CSV_files_raw_nieuwe_structuur\2013\sap3_92\m02\42192az_dlext_20130210_9269_9323.csv | 55
v4 | Full | 3 | 42192az_dlext_20130211_9324_9452.csv | F:\UPOD\Cell_DLE\CSV_files_raw_nieuwe_structuur\2013\sap3_92\m02 | F:\UPOD\Cell_DLE\CSV_files_raw_nieuwe_structuur\2013\sap3_92\m02\42192az_dlext_20130211_9324_9452.csv | 129
v4 | Full | 3 | 42192az_dlext_20130212_9453_9531.csv | F:\UPOD\Cell_DLE\CSV_files_raw_nieuwe_structuur\2013\sap3_92\m02 | F:\UPOD\Cell_DLE\CSV_files_raw_nieuwe_structuur\2013\sap3_92\m02\42192az_dlext_20130212_9453_9531.csv | 79
v4 | Full | 3 | 42192az_dlext_20130213_9532_9636.csv | F:\UPOD\Cell_DLE\CSV_files_raw_nieuwe_structuur\2013\sap3_92\m02 | F:\UPOD\Cell_DLE\CSV_files_raw_nieuwe_structuur\2013\sap3_92\m02\42192az_dlext_20130213_9532_9636.csv | 105
v4 | Full | 3 | 42192az_dlext_20130214_9637_9767.csv | F:\UPOD\Cell_DLE\CSV_files_raw_nieuwe_structuur\2013\sap3_92\m02 | F:\UPOD\Cell_DLE\CSV_files_raw_nieuwe_structuur\2013\sap3_92\m02\42192az_dlext_20130214_9637_9767.csv | 131
v4 | Full | 3 | 42192az_dlext_20130215_9768_9960.csv | F:\UPOD\Cell_DLE\CSV_files_raw_nieuwe_structuur\2013\sap3_92\m02 | F:\UPOD\Cell_DLE\CSV_files_raw_nieuwe_structuur\2013\sap3_92\m02\42192az_dlext_20130215_9768_9960.csv | 193
v4 | Full | 3 | 42192az_dlext_20130216_9961_0037.csv | F:\UPOD\Cell_DLE\CSV_files_raw_nieuwe_structuur\2013\sap3_92\m02 | F:\UPOD\Cell_DLE\CSV_files_raw_nieuwe_structuur\2013\sap3_92\m02\42192az_dlext_20130216_9961_0037.csv | 77
v4 | Full | 3 | 42192az_dlext_20130217_0038_0084.csv | F:\UPOD\Cell_DLE\CSV_files_raw_nieuwe_structuur\2013\sap3_92\m02 | F:\UPOD\Cell_DLE\CSV_files_raw_nieuwe_structuur\2013\sap3_92\m02\42192az_dlext_20130217_0038_0084.csv | 47
v4 | Full | 3 | 42192az_dlext_20130218_0085_0193.csv | F:\UPOD\Cell_DLE\CSV_files_raw_nieuwe_structuur\2013\sap3_92\m02 | F:\UPOD\Cell_DLE\CSV_files_raw_nieuwe_structuur\2013\sap3_92\m02\42192az_dlext_20130218_0085_0193.csv | 109
v4 | Full | 3 | 42192az_dlext_20130219_0194_0285.csv | F:\UPOD\Cell_DLE\CSV_files_raw_nieuwe_structuur\2013\sap3_92\m02 | F:\UPOD\Cell_DLE\CSV_files_raw_nieuwe_structuur\2013\sap3_92\m02\42192az_dlext_20130219_0194_0285.csv | 92
v4 | Full | 3 | 42192az_dlext_20130220_0286_0399.csv | F:\UPOD\Cell_DLE\CSV_files_raw_nieuwe_structuur\2013\sap3_92\m02 | F:\UPOD\Cell_DLE\CSV_files_raw_nieuwe_structuur\2013\sap3_92\m02\42192az_dlext_20130220_0286_0399.csv | 114
v4 | Full | 3 | 42192az_dlext_20130228_0400_1224.csv | F:\UPOD\Cell_DLE\CSV_files_raw_nieuwe_structuur\2013\sap3_92\m02 | F:\UPOD\Cell_DLE\CSV_files_raw_nieuwe_structuur\2013\sap3_92\m02\42192az_dlext_20130228_0400_1224.csv | 825
v4 | Full | 3 | 42192az_dlext_20130301_1225_1447.csv | F:\UPOD\Cell_DLE\CSV_files_raw_nieuwe_structuur\2013\sap3_92\m03 | F:\UPOD\Cell_DLE\CSV_files_raw_nieuwe_structuur\2013\sap3_92\m03\42192az_dlext_20130301_1225_1447.csv | 223
v4 | Full | 3 | 42192az_dlext_20130302_1448_1513.csv | F:\UPOD\Cell_DLE\CSV_files_raw_nieuwe_structuur\2013\sap3_92\m03 | F:\UPOD\Cell_DLE\CSV_files_raw_nieuwe_structuur\2013\sap3_92\m03\42192az_dlext_20130302_1448_1513.csv | 66
v4 | Full | 3 | 42192az_dlext_20130303_1514_1567.csv | F:\UPOD\Cell_DLE\CSV_files_raw_nieuwe_structuur\2013\sap3_92\m03 | F:\UPOD\Cell_DLE\CSV_files_raw_nieuwe_structuur\2013\sap3_92\m03\42192az_dlext_20130303_1514_1567.csv | 54
v4 | Full | 3 | 42192az_dlext_20130304_1568_1751.csv | F:\UPOD\Cell_DLE\CSV_files_raw_nieuwe_structuur\2013\sap3_92\m03 | F:\UPOD\Cell_DLE\CSV_files_raw_nieuwe_structuur\2013\sap3_92\m03\42192az_dlext_20130304_1568_1751.csv | 184
v4 | Full | 3 | 42192az_dlext_20130305_1752_1876.csv | F:\UPOD\Cell_DLE\CSV_files_raw_nieuwe_structuur\2013\sap3_92\m03 | F:\UPOD\Cell_DLE\CSV_files_raw_nieuwe_structuur\2013\sap3_92\m03\42192az_dlext_20130305_1752_1876.csv | 125
v4 | Full | 3 | 42192az_dlext_20130306_1877_2030.csv | F:\UPOD\Cell_DLE\CSV_files_raw_nieuwe_structuur\2013\sap3_92\m03 | F:\UPOD\Cell_DLE\CSV_files_raw_nieuwe_structuur\2013\sap3_92\m03\42192az_dlext_20130306_1877_2030.csv | 154
v4 | Full | 3 | 42192az_dlext_20130307_2031_2147.csv | F:\UPOD\Cell_DLE\CSV_files_raw_nieuwe_structuur\2013\sap3_92\m03 | F:\UPOD\Cell_DLE\CSV_files_raw_nieuwe_structuur\2013\sap3_92\m03\42192az_dlext_20130307_2031_2147.csv | 117
v4 | Full | 3 | 42192az_dlext_20130308_2148_2297.csv | F:\UPOD\Cell_DLE\CSV_files_raw_nieuwe_structuur\2013\sap3_92\m03 | F:\UPOD\Cell_DLE\CSV_files_raw_nieuwe_structuur\2013\sap3_92\m03\42192az_dlext_20130308_2148_2297.csv | 150
v4 | Full | 3 | 42192az_dlext_20130309_2298_2366.csv | F:\UPOD\Cell_DLE\CSV_files_raw_nieuwe_structuur\2013\sap3_92\m03 | F:\UPOD\Cell_DLE\CSV_files_raw_nieuwe_structuur\2013\sap3_92\m03\42192az_dlext_20130309_2298_2366.csv | 69
v4 | Full | 3 | 42192az_dlext_20130310_2367_2422.csv | F:\UPOD\Cell_DLE\CSV_files_raw_nieuwe_structuur\2013\sap3_92\m03 | F:\UPOD\Cell_DLE\CSV_files_raw_nieuwe_structuur\2013\sap3_92\m03\42192az_dlext_20130310_2367_2422.csv | 56
v4 | Full | 3 | 42192az_dlext_20130311_2423_2587.csv | F:\UPOD\Cell_DLE\CSV_files_raw_nieuwe_structuur\2013\sap3_92\m03 | F:\UPOD\Cell_DLE\CSV_files_raw_nieuwe_structuur\2013\sap3_92\m03\42192az_dlext_20130311_2423_2587.csv | 165
v4 | Full | 3 | 42192az_dlext_20130312_2588_2768.csv | F:\UPOD\Cell_DLE\CSV_files_raw_nieuwe_structuur\2013\sap3_92\m03 | F:\UPOD\Cell_DLE\CSV_files_raw_nieuwe_structuur\2013\sap3_92\m03\42192az_dlext_20130312_2588_2768.csv | 181
v4 | Full | 3 | 42192az_dlext_20130313_2769_2879.csv | F:\UPOD\Cell_DLE\CSV_files_raw_nieuwe_structuur\2013\sap3_92\m03 | F:\UPOD\Cell_DLE\CSV_files_raw_nieuwe_structuur\2013\sap3_92\m03\42192az_dlext_20130313_2769_2879.csv | 111
v4 | Full | 3 | 42192az_dlext_20130314_2880_3097.csv | F:\UPOD\Cell_DLE\CSV_files_raw_nieuwe_structuur\2013\sap3_92\m03 | F:\UPOD\Cell_DLE\CSV_files_raw_nieuwe_structuur\2013\sap3_92\m03\42192az_dlext_20130314_2880_3097.csv | 218
v4 | Full | 3 | 42192az_dlext_20130315_3098_3251.csv | F:\UPOD\Cell_DLE\CSV_files_raw_nieuwe_structuur\2013\sap3_92\m03 | F:\UPOD\Cell_DLE\CSV_files_raw_nieuwe_structuur\2013\sap3_92\m03\42192az_dlext_20130315_3098_3251.csv | 154
v4 | Full | 3 | 42192az_dlext_20130316_3252_3314.csv | F:\UPOD\Cell_DLE\CSV_files_raw_nieuwe_structuur\2013\sap3_92\m03 | F:\UPOD\Cell_DLE\CSV_files_raw_nieuwe_structuur\2013\sap3_92\m03\42192az_dlext_20130316_3252_3314.csv | 63
v4 | Full | 3 | 42192az_dlext_20130317_3315_3378.csv | F:\UPOD\Cell_DLE\CSV_files_raw_nieuwe_structuur\2013\sap3_92\m03 | F:\UPOD\Cell_DLE\CSV_files_raw_nieuwe_structuur\2013\sap3_92\m03\42192az_dlext_20130317_3315_3378.csv | 64
v4 | Full | 3 | 42192az_dlext_20130318_3379_3508.csv | F:\UPOD\Cell_DLE\CSV_files_raw_nieuwe_structuur\2013\sap3_92\m03 | F:\UPOD\Cell_DLE\CSV_files_raw_nieuwe_structuur\2013\sap3_92\m03\42192az_dlext_20130318_3379_3508.csv | 130
v4 | Full | 3 | 42192az_dlext_20130319_3509_3614.csv | F:\UPOD\Cell_DLE\CSV_files_raw_nieuwe_structuur\2013\sap3_92\m03 | F:\UPOD\Cell_DLE\CSV_files_raw_nieuwe_structuur\2013\sap3_92\m03\42192az_dlext_20130319_3509_3614.csv | 106
v4 | Full | 3 | 42192az_dlext_20130320_3615_3798.csv | F:\UPOD\Cell_DLE\CSV_files_raw_nieuwe_structuur\2013\sap3_92\m03 | F:\UPOD\Cell_DLE\CSV_files_raw_nieuwe_structuur\2013\sap3_92\m03\42192az_dlext_20130320_3615_3798.csv | 184
v4 | Full | 3 | 42192az_dlext_20130321_3799_3903.csv | F:\UPOD\Cell_DLE\CSV_files_raw_nieuwe_structuur\2013\sap3_92\m03 | F:\UPOD\Cell_DLE\CSV_files_raw_nieuwe_structuur\2013\sap3_92\m03\42192az_dlext_20130321_3799_3903.csv | 105
v4 | Full | 3 | 42192az_dlext_20130322_3904_3995.csv | F:\UPOD\Cell_DLE\CSV_files_raw_nieuwe_structuur\2013\sap3_92\m03 | F:\UPOD\Cell_DLE\CSV_files_raw_nieuwe_structuur\2013\sap3_92\m03\42192az_dlext_20130322_3904_3995.csv | 92
v4 | Full | 3 | 42192az_dlext_20130323_3996_4031.csv | F:\UPOD\Cell_DLE\CSV_files_raw_nieuwe_structuur\2013\sap3_92\m03 | F:\UPOD\Cell_DLE\CSV_files_raw_nieuwe_structuur\2013\sap3_92\m03\42192az_dlext_20130323_3996_4031.csv | 36
v4 | Full | 3 | 42192az_dlext_20130324_4032_4082.csv | F:\UPOD\Cell_DLE\CSV_files_raw_nieuwe_structuur\2013\sap3_92\m03 | F:\UPOD\Cell_DLE\CSV_files_raw_nieuwe_structuur\2013\sap3_92\m03\42192az_dlext_20130324_4032_4082.csv | 51
v4 | Full | 3 | 42192az_dlext_20130325_4083_4234.csv | F:\UPOD\Cell_DLE\CSV_files_raw_nieuwe_structuur\2013\sap3_92\m03 | F:\UPOD\Cell_DLE\CSV_files_raw_nieuwe_structuur\2013\sap3_92\m03\42192az_dlext_20130325_4083_4234.csv | 152
v4 | Full | 3 | 42192az_dlext_20130326_4235_4332.csv | F:\UPOD\Cell_DLE\CSV_files_raw_nieuwe_structuur\2013\sap3_92\m03 | F:\UPOD\Cell_DLE\CSV_files_raw_nieuwe_structuur\2013\sap3_92\m03\42192az_dlext_20130326_4235_4332.csv | 98
v4 | Full | 3 | 42192az_dlext_20130327_4333_4445.csv | F:\UPOD\Cell_DLE\CSV_files_raw_nieuwe_structuur\2013\sap3_92\m03 | F:\UPOD\Cell_DLE\CSV_files_raw_nieuwe_structuur\2013\sap3_92\m03\42192az_dlext_20130327_4333_4445.csv | 113
v4 | Full | 3 | 42192az_dlext_20130328_4446_4592.csv | F:\UPOD\Cell_DLE\CSV_files_raw_nieuwe_structuur\2013\sap3_92\m03 | F:\UPOD\Cell_DLE\CSV_files_raw_nieuwe_structuur\2013\sap3_92\m03\42192az_dlext_20130328_4446_4592.csv | 147
v4 | Full | 3 | 42192az_dlext_20130329_4593_4654.csv | F:\UPOD\Cell_DLE\CSV_files_raw_nieuwe_structuur\2013\sap3_92\m03 | F:\UPOD\Cell_DLE\CSV_files_raw_nieuwe_structuur\2013\sap3_92\m03\42192az_dlext_20130329_4593_4654.csv | 62
v4 | Full | 3 | 42192az_dlext_20130330_4655_4718.csv | F:\UPOD\Cell_DLE\CSV_files_raw_nieuwe_structuur\2013\sap3_92\m03 | F:\UPOD\Cell_DLE\CSV_files_raw_nieuwe_structuur\2013\sap3_92\m03\42192az_dlext_20130330_4655_4718.csv | 64
v4 | Full | 3 | 42192az_dlext_20130331_4719_4784.csv | F:\UPOD\Cell_DLE\CSV_files_raw_nieuwe_structuur\2013\sap3_92\m03 | F:\UPOD\Cell_DLE\CSV_files_raw_nieuwe_structuur\2013\sap3_92\m03\42192az_dlext_20130331_4719_4784.csv | 66
v4 | Full | 3 | 42192az_dlext_20130401_4785_4862.csv | F:\UPOD\Cell_DLE\CSV_files_raw_nieuwe_structuur\2013\sap3_92\m04 | F:\UPOD\Cell_DLE\CSV_files_raw_nieuwe_structuur\2013\sap3_92\m04\42192az_dlext_20130401_4785_4862.csv | 78
v4 | Full | 3 | 42192az_dlext_20130402_4863_4971.csv | F:\UPOD\Cell_DLE\CSV_files_raw_nieuwe_structuur\2013\sap3_92\m04 | F:\UPOD\Cell_DLE\CSV_files_raw_nieuwe_structuur\2013\sap3_92\m04\42192az_dlext_20130402_4863_4971.csv | 109
v4 | Full | 3 | 42192az_dlext_20130403_4972_5056.csv | F:\UPOD\Cell_DLE\CSV_files_raw_nieuwe_structuur\2013\sap3_92\m04 | F:\UPOD\Cell_DLE\CSV_files_raw_nieuwe_structuur\2013\sap3_92\m04\42192az_dlext_20130403_4972_5056.csv | 85
v4 | Full | 3 | 42192az_dlext_20130404_5057_5179.csv | F:\UPOD\Cell_DLE\CSV_files_raw_nieuwe_structuur\2013\sap3_92\m04 | F:\UPOD\Cell_DLE\CSV_files_raw_nieuwe_structuur\2013\sap3_92\m04\42192az_dlext_20130404_5057_5179.csv | 123
v4 | Full | 3 | 42192az_dlext_20130405_5180_5257.csv | F:\UPOD\Cell_DLE\CSV_files_raw_nieuwe_structuur\2013\sap3_92\m04 | F:\UPOD\Cell_DLE\CSV_files_raw_nieuwe_structuur\2013\sap3_92\m04\42192az_dlext_20130405_5180_5257.csv | 78
v4 | Full | 3 | 42192az_dlext_20130406_5258_5319.csv | F:\UPOD\Cell_DLE\CSV_files_raw_nieuwe_structuur\2013\sap3_92\m04 | F:\UPOD\Cell_DLE\CSV_files_raw_nieuwe_structuur\2013\sap3_92\m04\42192az_dlext_20130406_5258_5319.csv | 62
v4 | Full | 3 | 42192az_dlext_20130407_5320_5383.csv | F:\UPOD\Cell_DLE\CSV_files_raw_nieuwe_structuur\2013\sap3_92\m04 | F:\UPOD\Cell_DLE\CSV_files_raw_nieuwe_structuur\2013\sap3_92\m04\42192az_dlext_20130407_5320_5383.csv | 64
v4 | Full | 3 | 42192az_dlext_20130408_5384_5601.csv | F:\UPOD\Cell_DLE\CSV_files_raw_nieuwe_structuur\2013\sap3_92\m04 | F:\UPOD\Cell_DLE\CSV_files_raw_nieuwe_structuur\2013\sap3_92\m04\42192az_dlext_20130408_5384_5601.csv | 218
v4 | Full | 3 | 42192az_dlext_20130409_5602_5715.csv | F:\UPOD\Cell_DLE\CSV_files_raw_nieuwe_structuur\2013\sap3_92\m04 | F:\UPOD\Cell_DLE\CSV_files_raw_nieuwe_structuur\2013\sap3_92\m04\42192az_dlext_20130409_5602_5715.csv | 114
v4 | Full | 3 | 42192az_dlext_20130410_5716_5807.csv | F:\UPOD\Cell_DLE\CSV_files_raw_nieuwe_structuur\2013\sap3_92\m04 | F:\UPOD\Cell_DLE\CSV_files_raw_nieuwe_structuur\2013\sap3_92\m04\42192az_dlext_20130410_5716_5807.csv | 92
v4 | Full | 3 | 42192az_dlext_20130411_5808_5921.csv | F:\UPOD\Cell_DLE\CSV_files_raw_nieuwe_structuur\2013\sap3_92\m04 | F:\UPOD\Cell_DLE\CSV_files_raw_nieuwe_structuur\2013\sap3_92\m04\42192az_dlext_20130411_5808_5921.csv | 114
v4 | Full | 3 | 42192az_dlext_20130412_5922_6017.csv | F:\UPOD\Cell_DLE\CSV_files_raw_nieuwe_structuur\2013\sap3_92\m04 | F:\UPOD\Cell_DLE\CSV_files_raw_nieuwe_structuur\2013\sap3_92\m04\42192az_dlext_20130412_5922_6017.csv | 96
v4 | Full | 3 | 42192az_dlext_20130413_6018_6091.csv | F:\UPOD\Cell_DLE\CSV_files_raw_nieuwe_structuur\2013\sap3_92\m04 | F:\UPOD\Cell_DLE\CSV_files_raw_nieuwe_structuur\2013\sap3_92\m04\42192az_dlext_20130413_6018_6091.csv | 74
v4 | Full | 3 | 42192az_dlext_20130414_6092_6148.csv | F:\UPOD\Cell_DLE\CSV_files_raw_nieuwe_structuur\2013\sap3_92\m04 | F:\UPOD\Cell_DLE\CSV_files_raw_nieuwe_structuur\2013\sap3_92\m04\42192az_dlext_20130414_6092_6148.csv | 57
v4 | Full | 3 | 42192az_dlext_20130415_6149_6254.csv | F:\UPOD\Cell_DLE\CSV_files_raw_nieuwe_structuur\2013\sap3_92\m04 | F:\UPOD\Cell_DLE\CSV_files_raw_nieuwe_structuur\2013\sap3_92\m04\42192az_dlext_20130415_6149_6254.csv | 106
v4 | Full | 3 | 42192az_dlext_20130416_6255_6370.csv | F:\UPOD\Cell_DLE\CSV_files_raw_nieuwe_structuur\2013\sap3_92\m04 | F:\UPOD\Cell_DLE\CSV_files_raw_nieuwe_structuur\2013\sap3_92\m04\42192az_dlext_20130416_6255_6370.csv | 116
v4 | Full | 3 | 42192az_dlext_20130417_6371_6488.csv | F:\UPOD\Cell_DLE\CSV_files_raw_nieuwe_structuur\2013\sap3_92\m04 | F:\UPOD\Cell_DLE\CSV_files_raw_nieuwe_structuur\2013\sap3_92\m04\42192az_dlext_20130417_6371_6488.csv | 118
v4 | Full | 3 | 42192az_dlext_20130418_6489_6692.csv | F:\UPOD\Cell_DLE\CSV_files_raw_nieuwe_structuur\2013\sap3_92\m04 | F:\UPOD\Cell_DLE\CSV_files_raw_nieuwe_structuur\2013\sap3_92\m04\42192az_dlext_20130418_6489_6692.csv | 204
v4 | Full | 3 | 42192az_dlext_20130419_6693_6847.csv | F:\UPOD\Cell_DLE\CSV_files_raw_nieuwe_structuur\2013\sap3_92\m04 | F:\UPOD\Cell_DLE\CSV_files_raw_nieuwe_structuur\2013\sap3_92\m04\42192az_dlext_20130419_6693_6847.csv | 155
v4 | Full | 3 | 42192az_dlext_20130420_6848_6896.csv | F:\UPOD\Cell_DLE\CSV_files_raw_nieuwe_structuur\2013\sap3_92\m04 | F:\UPOD\Cell_DLE\CSV_files_raw_nieuwe_structuur\2013\sap3_92\m04\42192az_dlext_20130420_6848_6896.csv | 49
v4 | Full | 3 | 42192az_dlext_20130421_6897_6968.csv | F:\UPOD\Cell_DLE\CSV_files_raw_nieuwe_structuur\2013\sap3_92\m04 | F:\UPOD\Cell_DLE\CSV_files_raw_nieuwe_structuur\2013\sap3_92\m04\42192az_dlext_20130421_6897_6968.csv | 72
v4 | Full | 3 | 42192az_dlext_20130422_6969_7099.csv | F:\UPOD\Cell_DLE\CSV_files_raw_nieuwe_structuur\2013\sap3_92\m04 | F:\UPOD\Cell_DLE\CSV_files_raw_nieuwe_structuur\2013\sap3_92\m04\42192az_dlext_20130422_6969_7099.csv | 131
v4 | Full | 3 | 42192az_dlext_20130423_7100_7235.csv | F:\UPOD\Cell_DLE\CSV_files_raw_nieuwe_structuur\2013\sap3_92\m04 | F:\UPOD\Cell_DLE\CSV_files_raw_nieuwe_structuur\2013\sap3_92\m04\42192az_dlext_20130423_7100_7235.csv | 136
v4 | Full | 3 | 42192az_dlext_20130424_7236_7334.csv | F:\UPOD\Cell_DLE\CSV_files_raw_nieuwe_structuur\2013\sap3_92\m04 | F:\UPOD\Cell_DLE\CSV_files_raw_nieuwe_structuur\2013\sap3_92\m04\42192az_dlext_20130424_7236_7334.csv | 99
v4 | Full | 3 | 42192az_dlext_20130425_7335_7494.csv | F:\UPOD\Cell_DLE\CSV_files_raw_nieuwe_structuur\2013\sap3_92\m04 | F:\UPOD\Cell_DLE\CSV_files_raw_nieuwe_structuur\2013\sap3_92\m04\42192az_dlext_20130425_7335_7494.csv | 160
v4 | Full | 3 | 42192az_dlext_20130426_7495_7581.csv | F:\UPOD\Cell_DLE\CSV_files_raw_nieuwe_structuur\2013\sap3_92\m04 | F:\UPOD\Cell_DLE\CSV_files_raw_nieuwe_structuur\2013\sap3_92\m04\42192az_dlext_20130426_7495_7581.csv | 87
v4 | Full | 3 | 42192az_dlext_20130427_7582_7629.csv | F:\UPOD\Cell_DLE\CSV_files_raw_nieuwe_structuur\2013\sap3_92\m04 | F:\UPOD\Cell_DLE\CSV_files_raw_nieuwe_structuur\2013\sap3_92\m04\42192az_dlext_20130427_7582_7629.csv | 48
v4 | Full | 3 | 42192az_dlext_20130428_7630_7689.csv | F:\UPOD\Cell_DLE\CSV_files_raw_nieuwe_structuur\2013\sap3_92\m04 | F:\UPOD\Cell_DLE\CSV_files_raw_nieuwe_structuur\2013\sap3_92\m04\42192az_dlext_20130428_7630_7689.csv | 60
v4 | Full | 3 | 42192az_dlext_20130429_7690_7812.csv | F:\UPOD\Cell_DLE\CSV_files_raw_nieuwe_structuur\2013\sap3_92\m04 | F:\UPOD\Cell_DLE\CSV_files_raw_nieuwe_structuur\2013\sap3_92\m04\42192az_dlext_20130429_7690_7812.csv | 123
v4 | Full | 3 | 42192az_dlext_20130430_7813_7892.csv | F:\UPOD\Cell_DLE\CSV_files_raw_nieuwe_structuur\2013\sap3_92\m04 | F:\UPOD\Cell_DLE\CSV_files_raw_nieuwe_structuur\2013\sap3_92\m04\42192az_dlext_20130430_7813_7892.csv | 80
v4 | Full | 3 | 42192az_dlext_20130501_7893_7990.csv | F:\UPOD\Cell_DLE\CSV_files_raw_nieuwe_structuur\2013\sap3_92\m05 | F:\UPOD\Cell_DLE\CSV_files_raw_nieuwe_structuur\2013\sap3_92\m05\42192az_dlext_20130501_7893_7990.csv | 98
v4 | Full | 3 | 42192az_dlext_20130502_7991_8152.csv | F:\UPOD\Cell_DLE\CSV_files_raw_nieuwe_structuur\2013\sap3_92\m05 | F:\UPOD\Cell_DLE\CSV_files_raw_nieuwe_structuur\2013\sap3_92\m05\42192az_dlext_20130502_7991_8152.csv | 162
v4 | Full | 3 | 42192az_dlext_20130503_8153_8246.csv | F:\UPOD\Cell_DLE\CSV_files_raw_nieuwe_structuur\2013\sap3_92\m05 | F:\UPOD\Cell_DLE\CSV_files_raw_nieuwe_structuur\2013\sap3_92\m05\42192az_dlext_20130503_8153_8246.csv | 94
v4 | Full | 3 | 42192az_dlext_20130504_8247_8320.csv | F:\UPOD\Cell_DLE\CSV_files_raw_nieuwe_structuur\2013\sap3_92\m05 | F:\UPOD\Cell_DLE\CSV_files_raw_nieuwe_structuur\2013\sap3_92\m05\42192az_dlext_20130504_8247_8320.csv | 74
v4 | Full | 3 | 42192az_dlext_20130505_8321_8379.csv | F:\UPOD\Cell_DLE\CSV_files_raw_nieuwe_structuur\2013\sap3_92\m05 | F:\UPOD\Cell_DLE\CSV_files_raw_nieuwe_structuur\2013\sap3_92\m05\42192az_dlext_20130505_8321_8379.csv | 59
v4 | Full | 3 | 42192az_dlext_20130506_8380_8504.csv | F:\UPOD\Cell_DLE\CSV_files_raw_nieuwe_structuur\2013\sap3_92\m05 | F:\UPOD\Cell_DLE\CSV_files_raw_nieuwe_structuur\2013\sap3_92\m05\42192az_dlext_20130506_8380_8504.csv | 125
v4 | Full | 3 | 42192az_dlext_20130507_8505_8622.csv | F:\UPOD\Cell_DLE\CSV_files_raw_nieuwe_structuur\2013\sap3_92\m05 | F:\UPOD\Cell_DLE\CSV_files_raw_nieuwe_structuur\2013\sap3_92\m05\42192az_dlext_20130507_8505_8622.csv | 118
v4 | Full | 3 | 42192az_dlext_20130508_8623_8735.csv | F:\UPOD\Cell_DLE\CSV_files_raw_nieuwe_structuur\2013\sap3_92\m05 | F:\UPOD\Cell_DLE\CSV_files_raw_nieuwe_structuur\2013\sap3_92\m05\42192az_dlext_20130508_8623_8735.csv | 113
v4 | Full | 3 | 42192az_dlext_20130509_8736_8813.csv | F:\UPOD\Cell_DLE\CSV_files_raw_nieuwe_structuur\2013\sap3_92\m05 | F:\UPOD\Cell_DLE\CSV_files_raw_nieuwe_structuur\2013\sap3_92\m05\42192az_dlext_20130509_8736_8813.csv | 78
v4 | Full | 3 | 42192az_dlext_20130510_8814_8892.csv | F:\UPOD\Cell_DLE\CSV_files_raw_nieuwe_structuur\2013\sap3_92\m05 | F:\UPOD\Cell_DLE\CSV_files_raw_nieuwe_structuur\2013\sap3_92\m05\42192az_dlext_20130510_8814_8892.csv | 79
v4 | Full | 3 | 42192az_dlext_20130511_8893_8957.csv | F:\UPOD\Cell_DLE\CSV_files_raw_nieuwe_structuur\2013\sap3_92\m05 | F:\UPOD\Cell_DLE\CSV_files_raw_nieuwe_structuur\2013\sap3_92\m05\42192az_dlext_20130511_8893_8957.csv | 65
v4 | Full | 3 | 42192az_dlext_20130512_8958_9042.csv | F:\UPOD\Cell_DLE\CSV_files_raw_nieuwe_structuur\2013\sap3_92\m05 | F:\UPOD\Cell_DLE\CSV_files_raw_nieuwe_structuur\2013\sap3_92\m05\42192az_dlext_20130512_8958_9042.csv | 85
v4 | Full | 3 | 42192az_dlext_20130513_9043_9233.csv | F:\UPOD\Cell_DLE\CSV_files_raw_nieuwe_structuur\2013\sap3_92\m05 | F:\UPOD\Cell_DLE\CSV_files_raw_nieuwe_structuur\2013\sap3_92\m05\42192az_dlext_20130513_9043_9233.csv | 191
v4 | Full | 3 | 42192az_dlext_20130514_9234_9360.csv | F:\UPOD\Cell_DLE\CSV_files_raw_nieuwe_structuur\2013\sap3_92\m05 | F:\UPOD\Cell_DLE\CSV_files_raw_nieuwe_structuur\2013\sap3_92\m05\42192az_dlext_20130514_9234_9360.csv | 127
v4 | Full | 3 | 42192az_dlext_20130515_9361_9436.csv | F:\UPOD\Cell_DLE\CSV_files_raw_nieuwe_structuur\2013\sap3_92\m05 | F:\UPOD\Cell_DLE\CSV_files_raw_nieuwe_structuur\2013\sap3_92\m05\42192az_dlext_20130515_9361_9436.csv | 76
v4 | Full | 3 | 42192az_dlext_20130516_9437_9548.csv | F:\UPOD\Cell_DLE\CSV_files_raw_nieuwe_structuur\2013\sap3_92\m05 | F:\UPOD\Cell_DLE\CSV_files_raw_nieuwe_structuur\2013\sap3_92\m05\42192az_dlext_20130516_9437_9548.csv | 112
v4 | Full | 3 | 42192az_dlext_20130517_9549_9671.csv | F:\UPOD\Cell_DLE\CSV_files_raw_nieuwe_structuur\2013\sap3_92\m05 | F:\UPOD\Cell_DLE\CSV_files_raw_nieuwe_structuur\2013\sap3_92\m05\42192az_dlext_20130517_9549_9671.csv | 123
v4 | Full | 3 | 42192az_dlext_20130518_9672_9735.csv | F:\UPOD\Cell_DLE\CSV_files_raw_nieuwe_structuur\2013\sap3_92\m05 | F:\UPOD\Cell_DLE\CSV_files_raw_nieuwe_structuur\2013\sap3_92\m05\42192az_dlext_20130518_9672_9735.csv | 64
v4 | Full | 3 | 42192az_dlext_20130519_9736_9793.csv | F:\UPOD\Cell_DLE\CSV_files_raw_nieuwe_structuur\2013\sap3_92\m05 | F:\UPOD\Cell_DLE\CSV_files_raw_nieuwe_structuur\2013\sap3_92\m05\42192az_dlext_20130519_9736_9793.csv | 58
v4 | Full | 3 | 42192az_dlext_20130520_9794_9871.csv | F:\UPOD\Cell_DLE\CSV_files_raw_nieuwe_structuur\2013\sap3_92\m05 | F:\UPOD\Cell_DLE\CSV_files_raw_nieuwe_structuur\2013\sap3_92\m05\42192az_dlext_20130520_9794_9871.csv | 78
v4 | Full | 3 | 42192az_dlext_20130521_9872_9997.csv | F:\UPOD\Cell_DLE\CSV_files_raw_nieuwe_structuur\2013\sap3_92\m05 | F:\UPOD\Cell_DLE\CSV_files_raw_nieuwe_structuur\2013\sap3_92\m05\42192az_dlext_20130521_9872_9997.csv | 126
v4 | Full | 3 | 42192az_dlext_20130522_9998_0109.csv | F:\UPOD\Cell_DLE\CSV_files_raw_nieuwe_structuur\2013\sap3_92\m05 | F:\UPOD\Cell_DLE\CSV_files_raw_nieuwe_structuur\2013\sap3_92\m05\42192az_dlext_20130522_9998_0109.csv | 112
v4 | Full | 3 | 42192az_dlext_20130523_0110_0211.csv | F:\UPOD\Cell_DLE\CSV_files_raw_nieuwe_structuur\2013\sap3_92\m05 | F:\UPOD\Cell_DLE\CSV_files_raw_nieuwe_structuur\2013\sap3_92\m05\42192az_dlext_20130523_0110_0211.csv | 102
v4 | Full | 3 | 42192az_dlext_20130524_0212_0327.csv | F:\UPOD\Cell_DLE\CSV_files_raw_nieuwe_structuur\2013\sap3_92\m05 | F:\UPOD\Cell_DLE\CSV_files_raw_nieuwe_structuur\2013\sap3_92\m05\42192az_dlext_20130524_0212_0327.csv | 116
v4 | Full | 3 | 42192az_dlext_20130525_0328_0372.csv | F:\UPOD\Cell_DLE\CSV_files_raw_nieuwe_structuur\2013\sap3_92\m05 | F:\UPOD\Cell_DLE\CSV_files_raw_nieuwe_structuur\2013\sap3_92\m05\42192az_dlext_20130525_0328_0372.csv | 45
v4 | Full | 3 | 42192az_dlext_20130526_0373_0417.csv | F:\UPOD\Cell_DLE\CSV_files_raw_nieuwe_structuur\2013\sap3_92\m05 | F:\UPOD\Cell_DLE\CSV_files_raw_nieuwe_structuur\2013\sap3_92\m05\42192az_dlext_20130526_0373_0417.csv | 45
v4 | Full | 3 | 42192az_dlext_20130527_0418_0551.csv | F:\UPOD\Cell_DLE\CSV_files_raw_nieuwe_structuur\2013\sap3_92\m05 | F:\UPOD\Cell_DLE\CSV_files_raw_nieuwe_structuur\2013\sap3_92\m05\42192az_dlext_20130527_0418_0551.csv | 134
v4 | Full | 3 | 42192az_dlext_20130528_0552_0645.csv | F:\UPOD\Cell_DLE\CSV_files_raw_nieuwe_structuur\2013\sap3_92\m05 | F:\UPOD\Cell_DLE\CSV_files_raw_nieuwe_structuur\2013\sap3_92\m05\42192az_dlext_20130528_0552_0645.csv | 94
v4 | Full | 3 | 42192az_dlext_20130529_0646_0758.csv | F:\UPOD\Cell_DLE\CSV_files_raw_nieuwe_structuur\2013\sap3_92\m05 | F:\UPOD\Cell_DLE\CSV_files_raw_nieuwe_structuur\2013\sap3_92\m05\42192az_dlext_20130529_0646_0758.csv | 113
v4 | Full | 3 | 42192az_dlext_20130530_0759_0990.csv | F:\UPOD\Cell_DLE\CSV_files_raw_nieuwe_structuur\2013\sap3_92\m05 | F:\UPOD\Cell_DLE\CSV_files_raw_nieuwe_structuur\2013\sap3_92\m05\42192az_dlext_20130530_0759_0990.csv | 232
v4 | Full | 3 | 42192az_dlext_20130531_0991_1080.csv | F:\UPOD\Cell_DLE\CSV_files_raw_nieuwe_structuur\2013\sap3_92\m05 | F:\UPOD\Cell_DLE\CSV_files_raw_nieuwe_structuur\2013\sap3_92\m05\42192az_dlext_20130531_0991_1080.csv | 90
v4 | Full | 3 | 42192az_dlext_20130601_1081_1148.csv | F:\UPOD\Cell_DLE\CSV_files_raw_nieuwe_structuur\2013\sap3_92\m06 | F:\UPOD\Cell_DLE\CSV_files_raw_nieuwe_structuur\2013\sap3_92\m06\42192az_dlext_20130601_1081_1148.csv | 68
v4 | Full | 3 | 42192az_dlext_20130602_1149_1198.csv | F:\UPOD\Cell_DLE\CSV_files_raw_nieuwe_structuur\2013\sap3_92\m06 | F:\UPOD\Cell_DLE\CSV_files_raw_nieuwe_structuur\2013\sap3_92\m06\42192az_dlext_20130602_1149_1198.csv | 50
v4 | Full | 3 | 42192az_dlext_20130603_1199_1306.csv | F:\UPOD\Cell_DLE\CSV_files_raw_nieuwe_structuur\2013\sap3_92\m06 | F:\UPOD\Cell_DLE\CSV_files_raw_nieuwe_structuur\2013\sap3_92\m06\42192az_dlext_20130603_1199_1306.csv | 108
v4 | Full | 3 | 42192az_dlext_20130604_1307_1418.csv | F:\UPOD\Cell_DLE\CSV_files_raw_nieuwe_structuur\2013\sap3_92\m06 | F:\UPOD\Cell_DLE\CSV_files_raw_nieuwe_structuur\2013\sap3_92\m06\42192az_dlext_20130604_1307_1418.csv | 112
v4 | Full | 3 | 42192az_dlext_20130605_1419_1588.csv | F:\UPOD\Cell_DLE\CSV_files_raw_nieuwe_structuur\2013\sap3_92\m06 | F:\UPOD\Cell_DLE\CSV_files_raw_nieuwe_structuur\2013\sap3_92\m06\42192az_dlext_20130605_1419_1588.csv | 170
v4 | Full | 3 | 42192az_dlext_20130606_1589_1794.csv | F:\UPOD\Cell_DLE\CSV_files_raw_nieuwe_structuur\2013\sap3_92\m06 | F:\UPOD\Cell_DLE\CSV_files_raw_nieuwe_structuur\2013\sap3_92\m06\42192az_dlext_20130606_1589_1794.csv | 206
v4 | Full | 3 | 42192az_dlext_20130607_1795_1898.csv | F:\UPOD\Cell_DLE\CSV_files_raw_nieuwe_structuur\2013\sap3_92\m06 | F:\UPOD\Cell_DLE\CSV_files_raw_nieuwe_structuur\2013\sap3_92\m06\42192az_dlext_20130607_1795_1898.csv | 104
v4 | Full | 3 | 42192az_dlext_20130608_1899_1959.csv | F:\UPOD\Cell_DLE\CSV_files_raw_nieuwe_structuur\2013\sap3_92\m06 | F:\UPOD\Cell_DLE\CSV_files_raw_nieuwe_structuur\2013\sap3_92\m06\42192az_dlext_20130608_1899_1959.csv | 61
v4 | Full | 3 | 42192az_dlext_20130609_1960_2029.csv | F:\UPOD\Cell_DLE\CSV_files_raw_nieuwe_structuur\2013\sap3_92\m06 | F:\UPOD\Cell_DLE\CSV_files_raw_nieuwe_structuur\2013\sap3_92\m06\42192az_dlext_20130609_1960_2029.csv | 70
v4 | Full | 3 | 42192az_dlext_20130610_2030_2129.csv | F:\UPOD\Cell_DLE\CSV_files_raw_nieuwe_structuur\2013\sap3_92\m06 | F:\UPOD\Cell_DLE\CSV_files_raw_nieuwe_structuur\2013\sap3_92\m06\42192az_dlext_20130610_2030_2129.csv | 100
v4 | Full | 3 | 42192az_dlext_20130611_2130_2225.csv | F:\UPOD\Cell_DLE\CSV_files_raw_nieuwe_structuur\2013\sap3_92\m06 | F:\UPOD\Cell_DLE\CSV_files_raw_nieuwe_structuur\2013\sap3_92\m06\42192az_dlext_20130611_2130_2225.csv | 96
v4 | Full | 3 | 42192az_dlext_20130612_2226_2327.csv | F:\UPOD\Cell_DLE\CSV_files_raw_nieuwe_structuur\2013\sap3_92\m06 | F:\UPOD\Cell_DLE\CSV_files_raw_nieuwe_structuur\2013\sap3_92\m06\42192az_dlext_20130612_2226_2327.csv | 102
v4 | Full | 3 | 42192az_dlext_20130613_2328_2460.csv | F:\UPOD\Cell_DLE\CSV_files_raw_nieuwe_structuur\2013\sap3_92\m06 | F:\UPOD\Cell_DLE\CSV_files_raw_nieuwe_structuur\2013\sap3_92\m06\42192az_dlext_20130613_2328_2460.csv | 133
v4 | Full | 3 | 42192az_dlext_20130614_2461_2567.csv | F:\UPOD\Cell_DLE\CSV_files_raw_nieuwe_structuur\2013\sap3_92\m06 | F:\UPOD\Cell_DLE\CSV_files_raw_nieuwe_structuur\2013\sap3_92\m06\42192az_dlext_20130614_2461_2567.csv | 107
v4 | Full | 3 | 42192az_dlext_20130615_2568_2615.csv | F:\UPOD\Cell_DLE\CSV_files_raw_nieuwe_structuur\2013\sap3_92\m06 | F:\UPOD\Cell_DLE\CSV_files_raw_nieuwe_structuur\2013\sap3_92\m06\42192az_dlext_20130615_2568_2615.csv | 48
v4 | Full | 3 | 42192az_dlext_20130616_2616_2666.csv | F:\UPOD\Cell_DLE\CSV_files_raw_nieuwe_structuur\2013\sap3_92\m06 | F:\UPOD\Cell_DLE\CSV_files_raw_nieuwe_structuur\2013\sap3_92\m06\42192az_dlext_20130616_2616_2666.csv | 51
v4 | Full | 3 | 42192az_dlext_20130617_2667_2760.csv | F:\UPOD\Cell_DLE\CSV_files_raw_nieuwe_structuur\2013\sap3_92\m06 | F:\UPOD\Cell_DLE\CSV_files_raw_nieuwe_structuur\2013\sap3_92\m06\42192az_dlext_20130617_2667_2760.csv | 94
v4 | Full | 3 | 42192az_dlext_20130618_2761_2858.csv | F:\UPOD\Cell_DLE\CSV_files_raw_nieuwe_structuur\2013\sap3_92\m06 | F:\UPOD\Cell_DLE\CSV_files_raw_nieuwe_structuur\2013\sap3_92\m06\42192az_dlext_20130618_2761_2858.csv | 98
v4 | Full | 3 | 42192az_dlext_20130619_2859_2959.csv | F:\UPOD\Cell_DLE\CSV_files_raw_nieuwe_structuur\2013\sap3_92\m06 | F:\UPOD\Cell_DLE\CSV_files_raw_nieuwe_structuur\2013\sap3_92\m06\42192az_dlext_20130619_2859_2959.csv | 101
v4 | Full | 3 | 42192az_dlext_20130620_2960_3038.csv | F:\UPOD\Cell_DLE\CSV_files_raw_nieuwe_structuur\2013\sap3_92\m06 | F:\UPOD\Cell_DLE\CSV_files_raw_nieuwe_structuur\2013\sap3_92\m06\42192az_dlext_20130620_2960_3038.csv | 79
v4 | Full | 3 | 42192az_dlext_20130621_3039_3123.csv | F:\UPOD\Cell_DLE\CSV_files_raw_nieuwe_structuur\2013\sap3_92\m06 | F:\UPOD\Cell_DLE\CSV_files_raw_nieuwe_structuur\2013\sap3_92\m06\42192az_dlext_20130621_3039_3123.csv | 85
v4 | Full | 3 | 42192az_dlext_20130622_3124_3185.csv | F:\UPOD\Cell_DLE\CSV_files_raw_nieuwe_structuur\2013\sap3_92\m06 | F:\UPOD\Cell_DLE\CSV_files_raw_nieuwe_structuur\2013\sap3_92\m06\42192az_dlext_20130622_3124_3185.csv | 62
v4 | Full | 3 | 42192az_dlext_20130623_3186_3246.csv | F:\UPOD\Cell_DLE\CSV_files_raw_nieuwe_structuur\2013\sap3_92\m06 | F:\UPOD\Cell_DLE\CSV_files_raw_nieuwe_structuur\2013\sap3_92\m06\42192az_dlext_20130623_3186_3246.csv | 61
v4 | Full | 3 | 42192az_dlext_20130624_3247_3366.csv | F:\UPOD\Cell_DLE\CSV_files_raw_nieuwe_structuur\2013\sap3_92\m06 | F:\UPOD\Cell_DLE\CSV_files_raw_nieuwe_structuur\2013\sap3_92\m06\42192az_dlext_20130624_3247_3366.csv | 120
v4 | Full | 3 | 42192az_dlext_20130625_3367_3477.csv | F:\UPOD\Cell_DLE\CSV_files_raw_nieuwe_structuur\2013\sap3_92\m06 | F:\UPOD\Cell_DLE\CSV_files_raw_nieuwe_structuur\2013\sap3_92\m06\42192az_dlext_20130625_3367_3477.csv | 111
v4 | Full | 3 | 42192az_dlext_20130626_3478_3573.csv | F:\UPOD\Cell_DLE\CSV_files_raw_nieuwe_structuur\2013\sap3_92\m06 | F:\UPOD\Cell_DLE\CSV_files_raw_nieuwe_structuur\2013\sap3_92\m06\42192az_dlext_20130626_3478_3573.csv | 96
v4 | Full | 3 | 42192az_dlext_20130627_3574_3717.csv | F:\UPOD\Cell_DLE\CSV_files_raw_nieuwe_structuur\2013\sap3_92\m06 | F:\UPOD\Cell_DLE\CSV_files_raw_nieuwe_structuur\2013\sap3_92\m06\42192az_dlext_20130627_3574_3717.csv | 144
v4 | Full | 3 | 42192az_dlext_20130628_3718_3834.csv | F:\UPOD\Cell_DLE\CSV_files_raw_nieuwe_structuur\2013\sap3_92\m06 | F:\UPOD\Cell_DLE\CSV_files_raw_nieuwe_structuur\2013\sap3_92\m06\42192az_dlext_20130628_3718_3834.csv | 117
v4 | Full | 3 | 42192az_dlext_20130629_3835_3900.csv | F:\UPOD\Cell_DLE\CSV_files_raw_nieuwe_structuur\2013\sap3_92\m06 | F:\UPOD\Cell_DLE\CSV_files_raw_nieuwe_structuur\2013\sap3_92\m06\42192az_dlext_20130629_3835_3900.csv | 66
v4 | Full | 3 | 42192az_dlext_20130630_3901_3963.csv | F:\UPOD\Cell_DLE\CSV_files_raw_nieuwe_structuur\2013\sap3_92\m06 | F:\UPOD\Cell_DLE\CSV_files_raw_nieuwe_structuur\2013\sap3_92\m06\42192az_dlext_20130630_3901_3963.csv | 63
v4 | Full | 3 | 42192az_dlext_20130701_3964_4102.csv | F:\UPOD\Cell_DLE\CSV_files_raw_nieuwe_structuur\2013\sap3_92\m07 | F:\UPOD\Cell_DLE\CSV_files_raw_nieuwe_structuur\2013\sap3_92\m07\42192az_dlext_20130701_3964_4102.csv | 139
v4 | Full | 3 | 42192az_dlext_20130702_4103_4273.csv | F:\UPOD\Cell_DLE\CSV_files_raw_nieuwe_structuur\2013\sap3_92\m07 | F:\UPOD\Cell_DLE\CSV_files_raw_nieuwe_structuur\2013\sap3_92\m07\42192az_dlext_20130702_4103_4273.csv | 171
v4 | Full | 3 | 42192az_dlext_20130703_4274_4351.csv | F:\UPOD\Cell_DLE\CSV_files_raw_nieuwe_structuur\2013\sap3_92\m07 | F:\UPOD\Cell_DLE\CSV_files_raw_nieuwe_structuur\2013\sap3_92\m07\42192az_dlext_20130703_4274_4351.csv | 78
v4 | Full | 3 | 42192az_dlext_20130704_4352_4474.csv | F:\UPOD\Cell_DLE\CSV_files_raw_nieuwe_structuur\2013\sap3_92\m07 | F:\UPOD\Cell_DLE\CSV_files_raw_nieuwe_structuur\2013\sap3_92\m07\42192az_dlext_20130704_4352_4474.csv | 123
v4 | Full | 3 | 42192az_dlext_20130705_4475_4569.csv | F:\UPOD\Cell_DLE\CSV_files_raw_nieuwe_structuur\2013\sap3_92\m07 | F:\UPOD\Cell_DLE\CSV_files_raw_nieuwe_structuur\2013\sap3_92\m07\42192az_dlext_20130705_4475_4569.csv | 95
v4 | Full | 3 | 42192az_dlext_20130706_4570_4627.csv | F:\UPOD\Cell_DLE\CSV_files_raw_nieuwe_structuur\2013\sap3_92\m07 | F:\UPOD\Cell_DLE\CSV_files_raw_nieuwe_structuur\2013\sap3_92\m07\42192az_dlext_20130706_4570_4627.csv | 58
v4 | Full | 3 | 42192az_dlext_20130707_4628_4699.csv | F:\UPOD\Cell_DLE\CSV_files_raw_nieuwe_structuur\2013\sap3_92\m07 | F:\UPOD\Cell_DLE\CSV_files_raw_nieuwe_structuur\2013\sap3_92\m07\42192az_dlext_20130707_4628_4699.csv | 72
v4 | Full | 3 | 42192az_dlext_20130708_4700_4812.csv | F:\UPOD\Cell_DLE\CSV_files_raw_nieuwe_structuur\2013\sap3_92\m07 | F:\UPOD\Cell_DLE\CSV_files_raw_nieuwe_structuur\2013\sap3_92\m07\42192az_dlext_20130708_4700_4812.csv | 113
v4 | Full | 3 | 42192az_dlext_20130709_4813_4923.csv | F:\UPOD\Cell_DLE\CSV_files_raw_nieuwe_structuur\2013\sap3_92\m07 | F:\UPOD\Cell_DLE\CSV_files_raw_nieuwe_structuur\2013\sap3_92\m07\42192az_dlext_20130709_4813_4923.csv | 111
v4 | Full | 3 | 42192az_dlext_20130710_4924_5048.csv | F:\UPOD\Cell_DLE\CSV_files_raw_nieuwe_structuur\2013\sap3_92\m07 | F:\UPOD\Cell_DLE\CSV_files_raw_nieuwe_structuur\2013\sap3_92\m07\42192az_dlext_20130710_4924_5048.csv | 125
v4 | Full | 3 | 42192az_dlext_20130711_5049_5186.csv | F:\UPOD\Cell_DLE\CSV_files_raw_nieuwe_structuur\2013\sap3_92\m07 | F:\UPOD\Cell_DLE\CSV_files_raw_nieuwe_structuur\2013\sap3_92\m07\42192az_dlext_20130711_5049_5186.csv | 138
v4 | Full | 3 | 42192az_dlext_20130712_5187_5285.csv | F:\UPOD\Cell_DLE\CSV_files_raw_nieuwe_structuur\2013\sap3_92\m07 | F:\UPOD\Cell_DLE\CSV_files_raw_nieuwe_structuur\2013\sap3_92\m07\42192az_dlext_20130712_5187_5285.csv | 99
v4 | Full | 3 | 42192az_dlext_20130713_5286_5328.csv | F:\UPOD\Cell_DLE\CSV_files_raw_nieuwe_structuur\2013\sap3_92\m07 | F:\UPOD\Cell_DLE\CSV_files_raw_nieuwe_structuur\2013\sap3_92\m07\42192az_dlext_20130713_5286_5328.csv | 43
v4 | Full | 3 | 42192az_dlext_20130714_5329_5391.csv | F:\UPOD\Cell_DLE\CSV_files_raw_nieuwe_structuur\2013\sap3_92\m07 | F:\UPOD\Cell_DLE\CSV_files_raw_nieuwe_structuur\2013\sap3_92\m07\42192az_dlext_20130714_5329_5391.csv | 63
v4 | Full | 3 | 42192az_dlext_20130715_5392_5508.csv | F:\UPOD\Cell_DLE\CSV_files_raw_nieuwe_structuur\2013\sap3_92\m07 | F:\UPOD\Cell_DLE\CSV_files_raw_nieuwe_structuur\2013\sap3_92\m07\42192az_dlext_20130715_5392_5508.csv | 117
v4 | Full | 3 | 42192az_dlext_20130716_5509_5628.csv | F:\UPOD\Cell_DLE\CSV_files_raw_nieuwe_structuur\2013\sap3_92\m07 | F:\UPOD\Cell_DLE\CSV_files_raw_nieuwe_structuur\2013\sap3_92\m07\42192az_dlext_20130716_5509_5628.csv | 120
v4 | Full | 3 | 42192az_dlext_20130717_5629_5774.csv | F:\UPOD\Cell_DLE\CSV_files_raw_nieuwe_structuur\2013\sap3_92\m07 | F:\UPOD\Cell_DLE\CSV_files_raw_nieuwe_structuur\2013\sap3_92\m07\42192az_dlext_20130717_5629_5774.csv | 146
v4 | Full | 3 | 42192az_dlext_20130718_5775_5999.csv | F:\UPOD\Cell_DLE\CSV_files_raw_nieuwe_structuur\2013\sap3_92\m07 | F:\UPOD\Cell_DLE\CSV_files_raw_nieuwe_structuur\2013\sap3_92\m07\42192az_dlext_20130718_5775_5999.csv | 225
v4 | Full | 3 | 42192az_dlext_20130719_6000_6066.csv | F:\UPOD\Cell_DLE\CSV_files_raw_nieuwe_structuur\2013\sap3_92\m07 | F:\UPOD\Cell_DLE\CSV_files_raw_nieuwe_structuur\2013\sap3_92\m07\42192az_dlext_20130719_6000_6066.csv | 67
v4 | Full | 3 | 42192az_dlext_20130720_6067_6142.csv | F:\UPOD\Cell_DLE\CSV_files_raw_nieuwe_structuur\2013\sap3_92\m07 | F:\UPOD\Cell_DLE\CSV_files_raw_nieuwe_structuur\2013\sap3_92\m07\42192az_dlext_20130720_6067_6142.csv | 76
v4 | Full | 3 | 42192az_dlext_20130721_6143_6184.csv | F:\UPOD\Cell_DLE\CSV_files_raw_nieuwe_structuur\2013\sap3_92\m07 | F:\UPOD\Cell_DLE\CSV_files_raw_nieuwe_structuur\2013\sap3_92\m07\42192az_dlext_20130721_6143_6184.csv | 42
v4 | Full | 3 | 42192az_dlext_20130722_6185_6303.csv | F:\UPOD\Cell_DLE\CSV_files_raw_nieuwe_structuur\2013\sap3_92\m07 | F:\UPOD\Cell_DLE\CSV_files_raw_nieuwe_structuur\2013\sap3_92\m07\42192az_dlext_20130722_6185_6303.csv | 119
v4 | Full | 3 | 42192az_dlext_20130723_6304_6437.csv | F:\UPOD\Cell_DLE\CSV_files_raw_nieuwe_structuur\2013\sap3_92\m07 | F:\UPOD\Cell_DLE\CSV_files_raw_nieuwe_structuur\2013\sap3_92\m07\42192az_dlext_20130723_6304_6437.csv | 134
v4 | Full | 3 | 42192az_dlext_20130724_6438_6537.csv | F:\UPOD\Cell_DLE\CSV_files_raw_nieuwe_structuur\2013\sap3_92\m07 | F:\UPOD\Cell_DLE\CSV_files_raw_nieuwe_structuur\2013\sap3_92\m07\42192az_dlext_20130724_6438_6537.csv | 100
v4 | Full | 3 | 42192az_dlext_20130725_6538_6641.csv | F:\UPOD\Cell_DLE\CSV_files_raw_nieuwe_structuur\2013\sap3_92\m07 | F:\UPOD\Cell_DLE\CSV_files_raw_nieuwe_structuur\2013\sap3_92\m07\42192az_dlext_20130725_6538_6641.csv | 104
v4 | Full | 3 | 42192az_dlext_20130726_6642_6730.csv | F:\UPOD\Cell_DLE\CSV_files_raw_nieuwe_structuur\2013\sap3_92\m07 | F:\UPOD\Cell_DLE\CSV_files_raw_nieuwe_structuur\2013\sap3_92\m07\42192az_dlext_20130726_6642_6730.csv | 89
v4 | Full | 3 | 42192az_dlext_20130727_6731_6785.csv | F:\UPOD\Cell_DLE\CSV_files_raw_nieuwe_structuur\2013\sap3_92\m07 | F:\UPOD\Cell_DLE\CSV_files_raw_nieuwe_structuur\2013\sap3_92\m07\42192az_dlext_20130727_6731_6785.csv | 55
v4 | Full | 3 | 42192az_dlext_20130728_6786_6857.csv | F:\UPOD\Cell_DLE\CSV_files_raw_nieuwe_structuur\2013\sap3_92\m07 | F:\UPOD\Cell_DLE\CSV_files_raw_nieuwe_structuur\2013\sap3_92\m07\42192az_dlext_20130728_6786_6857.csv | 72
v4 | Full | 3 | 42192az_dlext_20130729_6858_6964.csv | F:\UPOD\Cell_DLE\CSV_files_raw_nieuwe_structuur\2013\sap3_92\m07 | F:\UPOD\Cell_DLE\CSV_files_raw_nieuwe_structuur\2013\sap3_92\m07\42192az_dlext_20130729_6858_6964.csv | 107
v4 | Full | 3 | 42192az_dlext_20130730_6965_7038.csv | F:\UPOD\Cell_DLE\CSV_files_raw_nieuwe_structuur\2013\sap3_92\m07 | F:\UPOD\Cell_DLE\CSV_files_raw_nieuwe_structuur\2013\sap3_92\m07\42192az_dlext_20130730_6965_7038.csv | 74
v4 | Full | 3 | 42192az_dlext_20130731_7039_7150.csv | F:\UPOD\Cell_DLE\CSV_files_raw_nieuwe_structuur\2013\sap3_92\m07 | F:\UPOD\Cell_DLE\CSV_files_raw_nieuwe_structuur\2013\sap3_92\m07\42192az_dlext_20130731_7039_7150.csv | 112
v4 | Full | 3 | 42192az_dlext_20130801_7151_7264.csv | F:\UPOD\Cell_DLE\CSV_files_raw_nieuwe_structuur\2013\sap3_92\m08 | F:\UPOD\Cell_DLE\CSV_files_raw_nieuwe_structuur\2013\sap3_92\m08\42192az_dlext_20130801_7151_7264.csv | 114
v4 | Full | 3 | 42192az_dlext_20130802_7265_7317.csv | F:\UPOD\Cell_DLE\CSV_files_raw_nieuwe_structuur\2013\sap3_92\m08 | F:\UPOD\Cell_DLE\CSV_files_raw_nieuwe_structuur\2013\sap3_92\m08\42192az_dlext_20130802_7265_7317.csv | 53
v4 | Full | 3 | 42192az_dlext_20130803_7318_7382.csv | F:\UPOD\Cell_DLE\CSV_files_raw_nieuwe_structuur\2013\sap3_92\m08 | F:\UPOD\Cell_DLE\CSV_files_raw_nieuwe_structuur\2013\sap3_92\m08\42192az_dlext_20130803_7318_7382.csv | 65
v4 | Full | 3 | 42192az_dlext_20130804_7383_7441.csv | F:\UPOD\Cell_DLE\CSV_files_raw_nieuwe_structuur\2013\sap3_92\m08 | F:\UPOD\Cell_DLE\CSV_files_raw_nieuwe_structuur\2013\sap3_92\m08\42192az_dlext_20130804_7383_7441.csv | 59
v4 | Full | 3 | 42192az_dlext_20130805_7442_7566.csv | F:\UPOD\Cell_DLE\CSV_files_raw_nieuwe_structuur\2013\sap3_92\m08 | F:\UPOD\Cell_DLE\CSV_files_raw_nieuwe_structuur\2013\sap3_92\m08\42192az_dlext_20130805_7442_7566.csv | 125
v4 | Full | 3 | 42192az_dlext_20130806_7567_7669.csv | F:\UPOD\Cell_DLE\CSV_files_raw_nieuwe_structuur\2013\sap3_92\m08 | F:\UPOD\Cell_DLE\CSV_files_raw_nieuwe_structuur\2013\sap3_92\m08\42192az_dlext_20130806_7567_7669.csv | 103
v4 | Full | 3 | 42192az_dlext_20130807_7670_7731.csv | F:\UPOD\Cell_DLE\CSV_files_raw_nieuwe_structuur\2013\sap3_92\m08 | F:\UPOD\Cell_DLE\CSV_files_raw_nieuwe_structuur\2013\sap3_92\m08\42192az_dlext_20130807_7670_7731.csv | 62
v4 | Full | 3 | 42192az_dlext_20130808_7732_7789.csv | F:\UPOD\Cell_DLE\CSV_files_raw_nieuwe_structuur\2013\sap3_92\m08 | F:\UPOD\Cell_DLE\CSV_files_raw_nieuwe_structuur\2013\sap3_92\m08\42192az_dlext_20130808_7732_7789.csv | 58
v4 | Full | 3 | 42192az_dlext_20130809_7790_7875.csv | F:\UPOD\Cell_DLE\CSV_files_raw_nieuwe_structuur\2013\sap3_92\m08 | F:\UPOD\Cell_DLE\CSV_files_raw_nieuwe_structuur\2013\sap3_92\m08\42192az_dlext_20130809_7790_7875.csv | 86
v4 | Full | 3 | 42192az_dlext_20130810_7876_7928.csv | F:\UPOD\Cell_DLE\CSV_files_raw_nieuwe_structuur\2013\sap3_92\m08 | F:\UPOD\Cell_DLE\CSV_files_raw_nieuwe_structuur\2013\sap3_92\m08\42192az_dlext_20130810_7876_7928.csv | 53
v4 | Full | 3 | 42192az_dlext_20130811_7929_7991.csv | F:\UPOD\Cell_DLE\CSV_files_raw_nieuwe_structuur\2013\sap3_92\m08 | F:\UPOD\Cell_DLE\CSV_files_raw_nieuwe_structuur\2013\sap3_92\m08\42192az_dlext_20130811_7929_7991.csv | 63
v4 | Full | 3 | 42192az_dlext_20130812_7992_8117.csv | F:\UPOD\Cell_DLE\CSV_files_raw_nieuwe_structuur\2013\sap3_92\m08 | F:\UPOD\Cell_DLE\CSV_files_raw_nieuwe_structuur\2013\sap3_92\m08\42192az_dlext_20130812_7992_8117.csv | 126
v4 | Full | 3 | 42192az_dlext_20130813_8118_8228.csv | F:\UPOD\Cell_DLE\CSV_files_raw_nieuwe_structuur\2013\sap3_92\m08 | F:\UPOD\Cell_DLE\CSV_files_raw_nieuwe_structuur\2013\sap3_92\m08\42192az_dlext_20130813_8118_8228.csv | 111
v4 | Full | 3 | 42192az_dlext_20130814_8229_8295.csv | F:\UPOD\Cell_DLE\CSV_files_raw_nieuwe_structuur\2013\sap3_92\m08 | F:\UPOD\Cell_DLE\CSV_files_raw_nieuwe_structuur\2013\sap3_92\m08\42192az_dlext_20130814_8229_8295.csv | 67
v4 | Full | 3 | 42192az_dlext_20130815_8296_8383.csv | F:\UPOD\Cell_DLE\CSV_files_raw_nieuwe_structuur\2013\sap3_92\m08 | F:\UPOD\Cell_DLE\CSV_files_raw_nieuwe_structuur\2013\sap3_92\m08\42192az_dlext_20130815_8296_8383.csv | 88
v4 | Full | 3 | 42192az_dlext_20130816_8384_8481.csv | F:\UPOD\Cell_DLE\CSV_files_raw_nieuwe_structuur\2013\sap3_92\m08 | F:\UPOD\Cell_DLE\CSV_files_raw_nieuwe_structuur\2013\sap3_92\m08\42192az_dlext_20130816_8384_8481.csv | 98
v4 | Full | 3 | 42192az_dlext_20130817_8482_8540.csv | F:\UPOD\Cell_DLE\CSV_files_raw_nieuwe_structuur\2013\sap3_92\m08 | F:\UPOD\Cell_DLE\CSV_files_raw_nieuwe_structuur\2013\sap3_92\m08\42192az_dlext_20130817_8482_8540.csv | 59
v4 | Full | 3 | 42192az_dlext_20130818_8541_8573.csv | F:\UPOD\Cell_DLE\CSV_files_raw_nieuwe_structuur\2013\sap3_92\m08 | F:\UPOD\Cell_DLE\CSV_files_raw_nieuwe_structuur\2013\sap3_92\m08\42192az_dlext_20130818_8541_8573.csv | 33
v4 | Full | 3 | 42192az_dlext_20130819_8574_8668.csv | F:\UPOD\Cell_DLE\CSV_files_raw_nieuwe_structuur\2013\sap3_92\m08 | F:\UPOD\Cell_DLE\CSV_files_raw_nieuwe_structuur\2013\sap3_92\m08\42192az_dlext_20130819_8574_8668.csv | 95
v4 | Full | 3 | 42192az_dlext_20130820_8669_8772.csv | F:\UPOD\Cell_DLE\CSV_files_raw_nieuwe_structuur\2013\sap3_92\m08 | F:\UPOD\Cell_DLE\CSV_files_raw_nieuwe_structuur\2013\sap3_92\m08\42192az_dlext_20130820_8669_8772.csv | 104
v4 | Full | 3 | 42192az_dlext_20130821_8773_8861.csv | F:\UPOD\Cell_DLE\CSV_files_raw_nieuwe_structuur\2013\sap3_92\m08 | F:\UPOD\Cell_DLE\CSV_files_raw_nieuwe_structuur\2013\sap3_92\m08\42192az_dlext_20130821_8773_8861.csv | 89
v4 | Full | 3 | 42192az_dlext_20130822_8862_8964.csv | F:\UPOD\Cell_DLE\CSV_files_raw_nieuwe_structuur\2013\sap3_92\m08 | F:\UPOD\Cell_DLE\CSV_files_raw_nieuwe_structuur\2013\sap3_92\m08\42192az_dlext_20130822_8862_8964.csv | 103
v4 | Full | 3 | 42192az_dlext_20130823_8965_9062.csv | F:\UPOD\Cell_DLE\CSV_files_raw_nieuwe_structuur\2013\sap3_92\m08 | F:\UPOD\Cell_DLE\CSV_files_raw_nieuwe_structuur\2013\sap3_92\m08\42192az_dlext_20130823_8965_9062.csv | 98
v4 | Full | 3 | 42192az_dlext_20130824_9063_9133.csv | F:\UPOD\Cell_DLE\CSV_files_raw_nieuwe_structuur\2013\sap3_92\m08 | F:\UPOD\Cell_DLE\CSV_files_raw_nieuwe_structuur\2013\sap3_92\m08\42192az_dlext_20130824_9063_9133.csv | 71
v4 | Full | 3 | 42192az_dlext_20130825_9134_9197.csv | F:\UPOD\Cell_DLE\CSV_files_raw_nieuwe_structuur\2013\sap3_92\m08 | F:\UPOD\Cell_DLE\CSV_files_raw_nieuwe_structuur\2013\sap3_92\m08\42192az_dlext_20130825_9134_9197.csv | 64
v4 | Full | 3 | 42192az_dlext_20130826_9198_9359.csv | F:\UPOD\Cell_DLE\CSV_files_raw_nieuwe_structuur\2013\sap3_92\m08 | F:\UPOD\Cell_DLE\CSV_files_raw_nieuwe_structuur\2013\sap3_92\m08\42192az_dlext_20130826_9198_9359.csv | 162
v4 | Full | 3 | 42192az_dlext_20130827_9360_9482.csv | F:\UPOD\Cell_DLE\CSV_files_raw_nieuwe_structuur\2013\sap3_92\m08 | F:\UPOD\Cell_DLE\CSV_files_raw_nieuwe_structuur\2013\sap3_92\m08\42192az_dlext_20130827_9360_9482.csv | 123
v4 | Full | 3 | 42192az_dlext_20130828_9483_9558.csv | F:\UPOD\Cell_DLE\CSV_files_raw_nieuwe_structuur\2013\sap3_92\m08 | F:\UPOD\Cell_DLE\CSV_files_raw_nieuwe_structuur\2013\sap3_92\m08\42192az_dlext_20130828_9483_9558.csv | 76
v4 | Full | 3 | 42192az_dlext_20130829_9559_9621.csv | F:\UPOD\Cell_DLE\CSV_files_raw_nieuwe_structuur\2013\sap3_92\m08 | F:\UPOD\Cell_DLE\CSV_files_raw_nieuwe_structuur\2013\sap3_92\m08\42192az_dlext_20130829_9559_9621.csv | 63
v4 | Full | 3 | 42192az_dlext_20130830_9622_9704.csv | F:\UPOD\Cell_DLE\CSV_files_raw_nieuwe_structuur\2013\sap3_92\m08 | F:\UPOD\Cell_DLE\CSV_files_raw_nieuwe_structuur\2013\sap3_92\m08\42192az_dlext_20130830_9622_9704.csv | 83
v4 | Full | 3 | 42192az_dlext_20130831_9705_9758.csv | F:\UPOD\Cell_DLE\CSV_files_raw_nieuwe_structuur\2013\sap3_92\m08 | F:\UPOD\Cell_DLE\CSV_files_raw_nieuwe_structuur\2013\sap3_92\m08\42192az_dlext_20130831_9705_9758.csv | 54
v4 | Full | 3 | 42192az_dlext_20130901_9759_9812.csv | F:\UPOD\Cell_DLE\CSV_files_raw_nieuwe_structuur\2013\sap3_92\m09 | F:\UPOD\Cell_DLE\CSV_files_raw_nieuwe_structuur\2013\sap3_92\m09\42192az_dlext_20130901_9759_9812.csv | 54
v4 | Full | 3 | 42192az_dlext_20130902_9813_9994.csv | F:\UPOD\Cell_DLE\CSV_files_raw_nieuwe_structuur\2013\sap3_92\m09 | F:\UPOD\Cell_DLE\CSV_files_raw_nieuwe_structuur\2013\sap3_92\m09\42192az_dlext_20130902_9813_9994.csv | 182
v4 | Full | 3 | 42192az_dlext_20130903_9995_0069.csv | F:\UPOD\Cell_DLE\CSV_files_raw_nieuwe_structuur\2013\sap3_92\m09 | F:\UPOD\Cell_DLE\CSV_files_raw_nieuwe_structuur\2013\sap3_92\m09\42192az_dlext_20130903_9995_0069.csv | 75
v4 | Full | 3 | 42192az_dlext_20130904_0070_0172.csv | F:\UPOD\Cell_DLE\CSV_files_raw_nieuwe_structuur\2013\sap3_92\m09 | F:\UPOD\Cell_DLE\CSV_files_raw_nieuwe_structuur\2013\sap3_92\m09\42192az_dlext_20130904_0070_0172.csv | 103
v4 | Full | 3 | 42192az_dlext_20130905_0173_0351.csv | F:\UPOD\Cell_DLE\CSV_files_raw_nieuwe_structuur\2013\sap3_92\m09 | F:\UPOD\Cell_DLE\CSV_files_raw_nieuwe_structuur\2013\sap3_92\m09\42192az_dlext_20130905_0173_0351.csv | 179
v4 | Full | 3 | 42192az_dlext_20130906_0352_0439.csv | F:\UPOD\Cell_DLE\CSV_files_raw_nieuwe_structuur\2013\sap3_92\m09 | F:\UPOD\Cell_DLE\CSV_files_raw_nieuwe_structuur\2013\sap3_92\m09\42192az_dlext_20130906_0352_0439.csv | 88
v4 | Full | 3 | 42192az_dlext_20130907_0440_0475.csv | F:\UPOD\Cell_DLE\CSV_files_raw_nieuwe_structuur\2013\sap3_92\m09 | F:\UPOD\Cell_DLE\CSV_files_raw_nieuwe_structuur\2013\sap3_92\m09\42192az_dlext_20130907_0440_0475.csv | 36
v4 | Full | 3 | 42192az_dlext_20130908_0476_0542.csv | F:\UPOD\Cell_DLE\CSV_files_raw_nieuwe_structuur\2013\sap3_92\m09 | F:\UPOD\Cell_DLE\CSV_files_raw_nieuwe_structuur\2013\sap3_92\m09\42192az_dlext_20130908_0476_0542.csv | 67
v4 | Full | 3 | 42192az_dlext_20130909_0543_0747.csv | F:\UPOD\Cell_DLE\CSV_files_raw_nieuwe_structuur\2013\sap3_92\m09 | F:\UPOD\Cell_DLE\CSV_files_raw_nieuwe_structuur\2013\sap3_92\m09\42192az_dlext_20130909_0543_0747.csv | 205
v4 | Full | 3 | 42192az_dlext_20130910_0748_0812.csv | F:\UPOD\Cell_DLE\CSV_files_raw_nieuwe_structuur\2013\sap3_92\m09 | F:\UPOD\Cell_DLE\CSV_files_raw_nieuwe_structuur\2013\sap3_92\m09\42192az_dlext_20130910_0748_0812.csv | 65
v4 | Full | 3 | 42192az_dlext_20130911_0813_0930.csv | F:\UPOD\Cell_DLE\CSV_files_raw_nieuwe_structuur\2013\sap3_92\m09 | F:\UPOD\Cell_DLE\CSV_files_raw_nieuwe_structuur\2013\sap3_92\m09\42192az_dlext_20130911_0813_0930.csv | 118
v4 | Full | 3 | 42192az_dlext_20130912_0931_1033.csv | F:\UPOD\Cell_DLE\CSV_files_raw_nieuwe_structuur\2013\sap3_92\m09 | F:\UPOD\Cell_DLE\CSV_files_raw_nieuwe_structuur\2013\sap3_92\m09\42192az_dlext_20130912_0931_1033.csv | 103
v4 | Full | 3 | 42192az_dlext_20130913_1034_1126.csv | F:\UPOD\Cell_DLE\CSV_files_raw_nieuwe_structuur\2013\sap3_92\m09 | F:\UPOD\Cell_DLE\CSV_files_raw_nieuwe_structuur\2013\sap3_92\m09\42192az_dlext_20130913_1034_1126.csv | 93
v4 | Full | 3 | 42192az_dlext_20130914_1127_1189.csv | F:\UPOD\Cell_DLE\CSV_files_raw_nieuwe_structuur\2013\sap3_92\m09 | F:\UPOD\Cell_DLE\CSV_files_raw_nieuwe_structuur\2013\sap3_92\m09\42192az_dlext_20130914_1127_1189.csv | 63
v4 | Full | 3 | 42192az_dlext_20130915_1190_1247.csv | F:\UPOD\Cell_DLE\CSV_files_raw_nieuwe_structuur\2013\sap3_92\m09 | F:\UPOD\Cell_DLE\CSV_files_raw_nieuwe_structuur\2013\sap3_92\m09\42192az_dlext_20130915_1190_1247.csv | 58
v4 | Full | 3 | 42192az_dlext_20130916_1248_1354.csv | F:\UPOD\Cell_DLE\CSV_files_raw_nieuwe_structuur\2013\sap3_92\m09 | F:\UPOD\Cell_DLE\CSV_files_raw_nieuwe_structuur\2013\sap3_92\m09\42192az_dlext_20130916_1248_1354.csv | 107
v4 | Full | 3 | 42192az_dlext_20130917_1355_1463.csv | F:\UPOD\Cell_DLE\CSV_files_raw_nieuwe_structuur\2013\sap3_92\m09 | F:\UPOD\Cell_DLE\CSV_files_raw_nieuwe_structuur\2013\sap3_92\m09\42192az_dlext_20130917_1355_1463.csv | 109
v4 | Full | 3 | 42192az_dlext_20130918_1464_1580.csv | F:\UPOD\Cell_DLE\CSV_files_raw_nieuwe_structuur\2013\sap3_92\m09 | F:\UPOD\Cell_DLE\CSV_files_raw_nieuwe_structuur\2013\sap3_92\m09\42192az_dlext_20130918_1464_1580.csv | 117
v4 | Full | 3 | 42192az_dlext_20130919_1581_1706.csv | F:\UPOD\Cell_DLE\CSV_files_raw_nieuwe_structuur\2013\sap3_92\m09 | F:\UPOD\Cell_DLE\CSV_files_raw_nieuwe_structuur\2013\sap3_92\m09\42192az_dlext_20130919_1581_1706.csv | 126
v4 | Full | 3 | 42192az_dlext_20130920_1707_1813.csv | F:\UPOD\Cell_DLE\CSV_files_raw_nieuwe_structuur\2013\sap3_92\m09 | F:\UPOD\Cell_DLE\CSV_files_raw_nieuwe_structuur\2013\sap3_92\m09\42192az_dlext_20130920_1707_1813.csv | 107
v4 | Full | 3 | 42192az_dlext_20130921_1814_1851.csv | F:\UPOD\Cell_DLE\CSV_files_raw_nieuwe_structuur\2013\sap3_92\m09 | F:\UPOD\Cell_DLE\CSV_files_raw_nieuwe_structuur\2013\sap3_92\m09\42192az_dlext_20130921_1814_1851.csv | 38
v4 | Full | 3 | 42192az_dlext_20130922_1852_1915.csv | F:\UPOD\Cell_DLE\CSV_files_raw_nieuwe_structuur\2013\sap3_92\m09 | F:\UPOD\Cell_DLE\CSV_files_raw_nieuwe_structuur\2013\sap3_92\m09\42192az_dlext_20130922_1852_1915.csv | 64
v4 | Full | 3 | 42192az_dlext_20130923_1916_2048.csv | F:\UPOD\Cell_DLE\CSV_files_raw_nieuwe_structuur\2013\sap3_92\m09 | F:\UPOD\Cell_DLE\CSV_files_raw_nieuwe_structuur\2013\sap3_92\m09\42192az_dlext_20130923_1916_2048.csv | 133
v4 | Full | 3 | 42192az_dlext_20130924_2049_2191.csv | F:\UPOD\Cell_DLE\CSV_files_raw_nieuwe_structuur\2013\sap3_92\m09 | F:\UPOD\Cell_DLE\CSV_files_raw_nieuwe_structuur\2013\sap3_92\m09\42192az_dlext_20130924_2049_2191.csv | 143
v4 | Full | 3 | 42192az_dlext_20130925_2192_2293.csv | F:\UPOD\Cell_DLE\CSV_files_raw_nieuwe_structuur\2013\sap3_92\m09 | F:\UPOD\Cell_DLE\CSV_files_raw_nieuwe_structuur\2013\sap3_92\m09\42192az_dlext_20130925_2192_2293.csv | 102
v4 | Full | 3 | 42192az_dlext_20130926_2294_2403.csv | F:\UPOD\Cell_DLE\CSV_files_raw_nieuwe_structuur\2013\sap3_92\m09 | F:\UPOD\Cell_DLE\CSV_files_raw_nieuwe_structuur\2013\sap3_92\m09\42192az_dlext_20130926_2294_2403.csv | 110
v4 | Full | 3 | 42192az_dlext_20130927_2404_2528.csv | F:\UPOD\Cell_DLE\CSV_files_raw_nieuwe_structuur\2013\sap3_92\m09 | F:\UPOD\Cell_DLE\CSV_files_raw_nieuwe_structuur\2013\sap3_92\m09\42192az_dlext_20130927_2404_2528.csv | 125
v4 | Full | 3 | 42192az_dlext_20130928_2529_2602.csv | F:\UPOD\Cell_DLE\CSV_files_raw_nieuwe_structuur\2013\sap3_92\m09 | F:\UPOD\Cell_DLE\CSV_files_raw_nieuwe_structuur\2013\sap3_92\m09\42192az_dlext_20130928_2529_2602.csv | 74
v4 | Full | 3 | 42192az_dlext_20130929_2603_2647.csv | F:\UPOD\Cell_DLE\CSV_files_raw_nieuwe_structuur\2013\sap3_92\m09 | F:\UPOD\Cell_DLE\CSV_files_raw_nieuwe_structuur\2013\sap3_92\m09\42192az_dlext_20130929_2603_2647.csv | 45
v4 | Full | 3 | 42192az_dlext_20130930_2648_2761.csv | F:\UPOD\Cell_DLE\CSV_files_raw_nieuwe_structuur\2013\sap3_92\m09 | F:\UPOD\Cell_DLE\CSV_files_raw_nieuwe_structuur\2013\sap3_92\m09\42192az_dlext_20130930_2648_2761.csv | 114
v4 | Full | 3 | 42192az_dlext_20131001_2762_2937.csv | F:\UPOD\Cell_DLE\CSV_files_raw_nieuwe_structuur\2013\sap3_92\m10 | F:\UPOD\Cell_DLE\CSV_files_raw_nieuwe_structuur\2013\sap3_92\m10\42192az_dlext_20131001_2762_2937.csv | 176
v4 | Full | 3 | 42192az_dlext_20131002_2938_3030.csv | F:\UPOD\Cell_DLE\CSV_files_raw_nieuwe_structuur\2013\sap3_92\m10 | F:\UPOD\Cell_DLE\CSV_files_raw_nieuwe_structuur\2013\sap3_92\m10\42192az_dlext_20131002_2938_3030.csv | 93
v4 | Full | 3 | 42192az_dlext_20131003_3031_3164.csv | F:\UPOD\Cell_DLE\CSV_files_raw_nieuwe_structuur\2013\sap3_92\m10 | F:\UPOD\Cell_DLE\CSV_files_raw_nieuwe_structuur\2013\sap3_92\m10\42192az_dlext_20131003_3031_3164.csv | 134
v4 | Full | 3 | 42192az_dlext_20131004_3165_3425.csv | F:\UPOD\Cell_DLE\CSV_files_raw_nieuwe_structuur\2013\sap3_92\m10 | F:\UPOD\Cell_DLE\CSV_files_raw_nieuwe_structuur\2013\sap3_92\m10\42192az_dlext_20131004_3165_3425.csv | 261
v4 | Full | 3 | 42192az_dlext_20131005_3426_3498.csv | F:\UPOD\Cell_DLE\CSV_files_raw_nieuwe_structuur\2013\sap3_92\m10 | F:\UPOD\Cell_DLE\CSV_files_raw_nieuwe_structuur\2013\sap3_92\m10\42192az_dlext_20131005_3426_3498.csv | 73
v4 | Full | 3 | 42192az_dlext_20131006_3499_3577.csv | F:\UPOD\Cell_DLE\CSV_files_raw_nieuwe_structuur\2013\sap3_92\m10 | F:\UPOD\Cell_DLE\CSV_files_raw_nieuwe_structuur\2013\sap3_92\m10\42192az_dlext_20131006_3499_3577.csv | 79
v4 | Full | 3 | 42192az_dlext_20131007_3578_3704.csv | F:\UPOD\Cell_DLE\CSV_files_raw_nieuwe_structuur\2013\sap3_92\m10 | F:\UPOD\Cell_DLE\CSV_files_raw_nieuwe_structuur\2013\sap3_92\m10\42192az_dlext_20131007_3578_3704.csv | 127
v4 | Full | 3 | 42192az_dlext_20131112_3883_8052.csv | F:\UPOD\Cell_DLE\CSV_files_raw_nieuwe_structuur\2013\sap3_92\m11 | F:\UPOD\Cell_DLE\CSV_files_raw_nieuwe_structuur\2013\sap3_92\m11\42192az_dlext_20131112_3883_8052.csv | 4170
v4 | Full | 3 | 42192az_dlext_20131113_8053_8118.csv | F:\UPOD\Cell_DLE\CSV_files_raw_nieuwe_structuur\2013\sap3_92\m11 | F:\UPOD\Cell_DLE\CSV_files_raw_nieuwe_structuur\2013\sap3_92\m11\42192az_dlext_20131113_8053_8118.csv | 66
v4 | Full | 3 | 42192az_dlext_20131114_8119_8217.csv | F:\UPOD\Cell_DLE\CSV_files_raw_nieuwe_structuur\2013\sap3_92\m11 | F:\UPOD\Cell_DLE\CSV_files_raw_nieuwe_structuur\2013\sap3_92\m11\42192az_dlext_20131114_8119_8217.csv | 99
v4 | Full | 3 | 42192az_dlext_20131115_8218_8346.csv | F:\UPOD\Cell_DLE\CSV_files_raw_nieuwe_structuur\2013\sap3_92\m11 | F:\UPOD\Cell_DLE\CSV_files_raw_nieuwe_structuur\2013\sap3_92\m11\42192az_dlext_20131115_8218_8346.csv | 129
v4 | Full | 3 | 42192az_dlext_20131116_8347_8407.csv | F:\UPOD\Cell_DLE\CSV_files_raw_nieuwe_structuur\2013\sap3_92\m11 | F:\UPOD\Cell_DLE\CSV_files_raw_nieuwe_structuur\2013\sap3_92\m11\42192az_dlext_20131116_8347_8407.csv | 61
v4 | Full | 3 | 42192az_dlext_20131117_8408_8466.csv | F:\UPOD\Cell_DLE\CSV_files_raw_nieuwe_structuur\2013\sap3_92\m11 | F:\UPOD\Cell_DLE\CSV_files_raw_nieuwe_structuur\2013\sap3_92\m11\42192az_dlext_20131117_8408_8466.csv | 59
v4 | Full | 3 | 42192az_dlext_20131118_8467_8595.csv | F:\UPOD\Cell_DLE\CSV_files_raw_nieuwe_structuur\2013\sap3_92\m11 | F:\UPOD\Cell_DLE\CSV_files_raw_nieuwe_structuur\2013\sap3_92\m11\42192az_dlext_20131118_8467_8595.csv | 129
v4 | Full | 3 | 42192az_dlext_20131119_8596_8712.csv | F:\UPOD\Cell_DLE\CSV_files_raw_nieuwe_structuur\2013\sap3_92\m11 | F:\UPOD\Cell_DLE\CSV_files_raw_nieuwe_structuur\2013\sap3_92\m11\42192az_dlext_20131119_8596_8712.csv | 117
v4 | Full | 3 | 42192az_dlext_20131120_8713_8800.csv | F:\UPOD\Cell_DLE\CSV_files_raw_nieuwe_structuur\2013\sap3_92\m11 | F:\UPOD\Cell_DLE\CSV_files_raw_nieuwe_structuur\2013\sap3_92\m11\42192az_dlext_20131120_8713_8800.csv | 88
v4 | Full | 3 | 42192az_dlext_20131121_8801_8984.csv | F:\UPOD\Cell_DLE\CSV_files_raw_nieuwe_structuur\2013\sap3_92\m11 | F:\UPOD\Cell_DLE\CSV_files_raw_nieuwe_structuur\2013\sap3_92\m11\42192az_dlext_20131121_8801_8984.csv | 184
v4 | Full | 3 | 42192az_dlext_20131122_8985_9067.csv | F:\UPOD\Cell_DLE\CSV_files_raw_nieuwe_structuur\2013\sap3_92\m11 | F:\UPOD\Cell_DLE\CSV_files_raw_nieuwe_structuur\2013\sap3_92\m11\42192az_dlext_20131122_8985_9067.csv | 83
v4 | Full | 3 | 42192az_dlext_20131123_9068_9120.csv | F:\UPOD\Cell_DLE\CSV_files_raw_nieuwe_structuur\2013\sap3_92\m11 | F:\UPOD\Cell_DLE\CSV_files_raw_nieuwe_structuur\2013\sap3_92\m11\42192az_dlext_20131123_9068_9120.csv | 53
v4 | Full | 3 | 42192az_dlext_20131124_9121_9179.csv | F:\UPOD\Cell_DLE\CSV_files_raw_nieuwe_structuur\2013\sap3_92\m11 | F:\UPOD\Cell_DLE\CSV_files_raw_nieuwe_structuur\2013\sap3_92\m11\42192az_dlext_20131124_9121_9179.csv | 59
v4 | Full | 3 | 42192az_dlext_20131125_9180_9312.csv | F:\UPOD\Cell_DLE\CSV_files_raw_nieuwe_structuur\2013\sap3_92\m11 | F:\UPOD\Cell_DLE\CSV_files_raw_nieuwe_structuur\2013\sap3_92\m11\42192az_dlext_20131125_9180_9312.csv | 133
v4 | Full | 3 | 42192az_dlext_20131126_9313_9394.csv | F:\UPOD\Cell_DLE\CSV_files_raw_nieuwe_structuur\2013\sap3_92\m11 | F:\UPOD\Cell_DLE\CSV_files_raw_nieuwe_structuur\2013\sap3_92\m11\42192az_dlext_20131126_9313_9394.csv | 82
v4 | Full | 3 | 42192az_dlext_20131127_9395_9511.csv | F:\UPOD\Cell_DLE\CSV_files_raw_nieuwe_structuur\2013\sap3_92\m11 | F:\UPOD\Cell_DLE\CSV_files_raw_nieuwe_structuur\2013\sap3_92\m11\42192az_dlext_20131127_9395_9511.csv | 117
v4 | Full | 3 | 42192az_dlext_20131128_9512_9794.csv | F:\UPOD\Cell_DLE\CSV_files_raw_nieuwe_structuur\2013\sap3_92\m11 | F:\UPOD\Cell_DLE\CSV_files_raw_nieuwe_structuur\2013\sap3_92\m11\42192az_dlext_20131128_9512_9794.csv | 283
v4 | Full | 3 | 42192az_dlext_20131129_9795_9925.csv | F:\UPOD\Cell_DLE\CSV_files_raw_nieuwe_structuur\2013\sap3_92\m11 | F:\UPOD\Cell_DLE\CSV_files_raw_nieuwe_structuur\2013\sap3_92\m11\42192az_dlext_20131129_9795_9925.csv | 131
v4 | Full | 3 | 42192az_dlext_20131130_9926_9976.csv | F:\UPOD\Cell_DLE\CSV_files_raw_nieuwe_structuur\2013\sap3_92\m11 | F:\UPOD\Cell_DLE\CSV_files_raw_nieuwe_structuur\2013\sap3_92\m11\42192az_dlext_20131130_9926_9976.csv | 51
v4 | Full | 3 | 42192az_dlext_20131201_9977_0053.csv | F:\UPOD\Cell_DLE\CSV_files_raw_nieuwe_structuur\2013\sap3_92\m12 | F:\UPOD\Cell_DLE\CSV_files_raw_nieuwe_structuur\2013\sap3_92\m12\42192az_dlext_20131201_9977_0053.csv | 77
v4 | Full | 3 | 42192az_dlext_20131202_0054_0199.csv | F:\UPOD\Cell_DLE\CSV_files_raw_nieuwe_structuur\2013\sap3_92\m12 | F:\UPOD\Cell_DLE\CSV_files_raw_nieuwe_structuur\2013\sap3_92\m12\42192az_dlext_20131202_0054_0199.csv | 146
v4 | Full | 3 | 42192az_dlext_20131203_0200_0327.csv | F:\UPOD\Cell_DLE\CSV_files_raw_nieuwe_structuur\2013\sap3_92\m12 | F:\UPOD\Cell_DLE\CSV_files_raw_nieuwe_structuur\2013\sap3_92\m12\42192az_dlext_20131203_0200_0327.csv | 128
v4 | Full | 3 | 42192az_dlext_20131204_0328_0414.csv | F:\UPOD\Cell_DLE\CSV_files_raw_nieuwe_structuur\2013\sap3_92\m12 | F:\UPOD\Cell_DLE\CSV_files_raw_nieuwe_structuur\2013\sap3_92\m12\42192az_dlext_20131204_0328_0414.csv | 87
v4 | Full | 3 | 42192az_dlext_20131205_0415_0509.csv | F:\UPOD\Cell_DLE\CSV_files_raw_nieuwe_structuur\2013\sap3_92\m12 | F:\UPOD\Cell_DLE\CSV_files_raw_nieuwe_structuur\2013\sap3_92\m12\42192az_dlext_20131205_0415_0509.csv | 95
v4 | Full | 3 | 42192az_dlext_20131206_0510_0612.csv | F:\UPOD\Cell_DLE\CSV_files_raw_nieuwe_structuur\2013\sap3_92\m12 | F:\UPOD\Cell_DLE\CSV_files_raw_nieuwe_structuur\2013\sap3_92\m12\42192az_dlext_20131206_0510_0612.csv | 103
v4 | Full | 3 | 42192az_dlext_20131207_0613_0686.csv | F:\UPOD\Cell_DLE\CSV_files_raw_nieuwe_structuur\2013\sap3_92\m12 | F:\UPOD\Cell_DLE\CSV_files_raw_nieuwe_structuur\2013\sap3_92\m12\42192az_dlext_20131207_0613_0686.csv | 74
v4 | Full | 3 | 42192az_dlext_20131208_0687_0761.csv | F:\UPOD\Cell_DLE\CSV_files_raw_nieuwe_structuur\2013\sap3_92\m12 | F:\UPOD\Cell_DLE\CSV_files_raw_nieuwe_structuur\2013\sap3_92\m12\42192az_dlext_20131208_0687_0761.csv | 75
v4 | Full | 3 | 42192az_dlext_20131209_0762_0881.csv | F:\UPOD\Cell_DLE\CSV_files_raw_nieuwe_structuur\2013\sap3_92\m12 | F:\UPOD\Cell_DLE\CSV_files_raw_nieuwe_structuur\2013\sap3_92\m12\42192az_dlext_20131209_0762_0881.csv | 120
v4 | Full | 3 | 42192az_dlext_20131210_0882_1044.csv | F:\UPOD\Cell_DLE\CSV_files_raw_nieuwe_structuur\2013\sap3_92\m12 | F:\UPOD\Cell_DLE\CSV_files_raw_nieuwe_structuur\2013\sap3_92\m12\42192az_dlext_20131210_0882_1044.csv | 163
v4 | Full | 3 | 42192az_dlext_20131211_1045_1135.csv | F:\UPOD\Cell_DLE\CSV_files_raw_nieuwe_structuur\2013\sap3_92\m12 | F:\UPOD\Cell_DLE\CSV_files_raw_nieuwe_structuur\2013\sap3_92\m12\42192az_dlext_20131211_1045_1135.csv | 91
v4 | Full | 3 | 42192az_dlext_20131212_1136_1281.csv | F:\UPOD\Cell_DLE\CSV_files_raw_nieuwe_structuur\2013\sap3_92\m12 | F:\UPOD\Cell_DLE\CSV_files_raw_nieuwe_structuur\2013\sap3_92\m12\42192az_dlext_20131212_1136_1281.csv | 146
v4 | Full | 3 | 42192az_dlext_20131213_1282_1385.csv | F:\UPOD\Cell_DLE\CSV_files_raw_nieuwe_structuur\2013\sap3_92\m12 | F:\UPOD\Cell_DLE\CSV_files_raw_nieuwe_structuur\2013\sap3_92\m12\42192az_dlext_20131213_1282_1385.csv | 104
v4 | Full | 3 | 42192az_dlext_20131214_1386_1444.csv | F:\UPOD\Cell_DLE\CSV_files_raw_nieuwe_structuur\2013\sap3_92\m12 | F:\UPOD\Cell_DLE\CSV_files_raw_nieuwe_structuur\2013\sap3_92\m12\42192az_dlext_20131214_1386_1444.csv | 59
v4 | Full | 3 | 42192az_dlext_20131215_1445_1487.csv | F:\UPOD\Cell_DLE\CSV_files_raw_nieuwe_structuur\2013\sap3_92\m12 | F:\UPOD\Cell_DLE\CSV_files_raw_nieuwe_structuur\2013\sap3_92\m12\42192az_dlext_20131215_1445_1487.csv | 43
v4 | Full | 3 | 42192az_dlext_20131216_1488_1621.csv | F:\UPOD\Cell_DLE\CSV_files_raw_nieuwe_structuur\2013\sap3_92\m12 | F:\UPOD\Cell_DLE\CSV_files_raw_nieuwe_structuur\2013\sap3_92\m12\42192az_dlext_20131216_1488_1621.csv | 134
v4 | Full | 3 | 42192az_dlext_20131217_1622_1751.csv | F:\UPOD\Cell_DLE\CSV_files_raw_nieuwe_structuur\2013\sap3_92\m12 | F:\UPOD\Cell_DLE\CSV_files_raw_nieuwe_structuur\2013\sap3_92\m12\42192az_dlext_20131217_1622_1751.csv | 130
v4 | Full | 3 | 42192az_dlext_20131218_1752_1848.csv | F:\UPOD\Cell_DLE\CSV_files_raw_nieuwe_structuur\2013\sap3_92\m12 | F:\UPOD\Cell_DLE\CSV_files_raw_nieuwe_structuur\2013\sap3_92\m12\42192az_dlext_20131218_1752_1848.csv | 97
v4 | Full | 3 | 42192az_dlext_20131219_1849_1976.csv | F:\UPOD\Cell_DLE\CSV_files_raw_nieuwe_structuur\2013\sap3_92\m12 | F:\UPOD\Cell_DLE\CSV_files_raw_nieuwe_structuur\2013\sap3_92\m12\42192az_dlext_20131219_1849_1976.csv | 128
v4 | Full | 3 | 42192az_dlext_20131220_1977_2126.csv | F:\UPOD\Cell_DLE\CSV_files_raw_nieuwe_structuur\2013\sap3_92\m12 | F:\UPOD\Cell_DLE\CSV_files_raw_nieuwe_structuur\2013\sap3_92\m12\42192az_dlext_20131220_1977_2126.csv | 150
v4 | Full | 3 | 42192az_dlext_20131221_2127_2209.csv | F:\UPOD\Cell_DLE\CSV_files_raw_nieuwe_structuur\2013\sap3_92\m12 | F:\UPOD\Cell_DLE\CSV_files_raw_nieuwe_structuur\2013\sap3_92\m12\42192az_dlext_20131221_2127_2209.csv | 83
v4 | Full | 3 | 42192az_dlext_20131222_2210_2292.csv | F:\UPOD\Cell_DLE\CSV_files_raw_nieuwe_structuur\2013\sap3_92\m12 | F:\UPOD\Cell_DLE\CSV_files_raw_nieuwe_structuur\2013\sap3_92\m12\42192az_dlext_20131222_2210_2292.csv | 83
v4 | Full | 3 | 42192az_dlext_20131223_2293_2531.csv | F:\UPOD\Cell_DLE\CSV_files_raw_nieuwe_structuur\2013\sap3_92\m12 | F:\UPOD\Cell_DLE\CSV_files_raw_nieuwe_structuur\2013\sap3_92\m12\42192az_dlext_20131223_2293_2531.csv | 239
v4 | Full | 3 | 42192az_dlext_20131224_2532_2608.csv | F:\UPOD\Cell_DLE\CSV_files_raw_nieuwe_structuur\2013\sap3_92\m12 | F:\UPOD\Cell_DLE\CSV_files_raw_nieuwe_structuur\2013\sap3_92\m12\42192az_dlext_20131224_2532_2608.csv | 77
v4 | Full | 3 | 42192az_dlext_20131225_2609_2658.csv | F:\UPOD\Cell_DLE\CSV_files_raw_nieuwe_structuur\2013\sap3_92\m12 | F:\UPOD\Cell_DLE\CSV_files_raw_nieuwe_structuur\2013\sap3_92\m12\42192az_dlext_20131225_2609_2658.csv | 50
v4 | Full | 3 | 42192az_dlext_20131226_2659_2722.csv | F:\UPOD\Cell_DLE\CSV_files_raw_nieuwe_structuur\2013\sap3_92\m12 | F:\UPOD\Cell_DLE\CSV_files_raw_nieuwe_structuur\2013\sap3_92\m12\42192az_dlext_20131226_2659_2722.csv | 64
v4 | Full | 3 | 42192az_dlext_20131227_2723_2817.csv | F:\UPOD\Cell_DLE\CSV_files_raw_nieuwe_structuur\2013\sap3_92\m12 | F:\UPOD\Cell_DLE\CSV_files_raw_nieuwe_structuur\2013\sap3_92\m12\42192az_dlext_20131227_2723_2817.csv | 95
v4 | Full | 3 | 42192az_dlext_20131228_2818_2874.csv | F:\UPOD\Cell_DLE\CSV_files_raw_nieuwe_structuur\2013\sap3_92\m12 | F:\UPOD\Cell_DLE\CSV_files_raw_nieuwe_structuur\2013\sap3_92\m12\42192az_dlext_20131228_2818_2874.csv | 57
v4 | Full | 3 | 42192az_dlext_20131229_2875_2943.csv | F:\UPOD\Cell_DLE\CSV_files_raw_nieuwe_structuur\2013\sap3_92\m12 | F:\UPOD\Cell_DLE\CSV_files_raw_nieuwe_structuur\2013\sap3_92\m12\42192az_dlext_20131229_2875_2943.csv | 69
v4 | Full | 3 | 42192az_dlext_20131230_2944_3076.csv | F:\UPOD\Cell_DLE\CSV_files_raw_nieuwe_structuur\2013\sap3_92\m12 | F:\UPOD\Cell_DLE\CSV_files_raw_nieuwe_structuur\2013\sap3_92\m12\42192az_dlext_20131230_2944_3076.csv | 133
v4 | Full | 3 | 42192az_dlext_20131231_3077_3175.csv | F:\UPOD\Cell_DLE\CSV_files_raw_nieuwe_structuur\2013\sap3_92\m12 | F:\UPOD\Cell_DLE\CSV_files_raw_nieuwe_structuur\2013\sap3_92\m12\42192az_dlext_20131231_3077_3175.csv | 99
v4 | Full | 3 | 42192az_dlext_20140101_3176_3228.csv | F:\UPOD\Cell_DLE\CSV_files_raw_nieuwe_structuur\2014\sap3_92\m01 | F:\UPOD\Cell_DLE\CSV_files_raw_nieuwe_structuur\2014\sap3_92\m01\42192az_dlext_20140101_3176_3228.csv | 53
v4 | Full | 3 | 42192az_dlext_20140102_3229_3332.csv | F:\UPOD\Cell_DLE\CSV_files_raw_nieuwe_structuur\2014\sap3_92\m01 | F:\UPOD\Cell_DLE\CSV_files_raw_nieuwe_structuur\2014\sap3_92\m01\42192az_dlext_20140102_3229_3332.csv | 104
v4 | Full | 3 | 42192az_dlext_20140103_3333_3449.csv | F:\UPOD\Cell_DLE\CSV_files_raw_nieuwe_structuur\2014\sap3_92\m01 | F:\UPOD\Cell_DLE\CSV_files_raw_nieuwe_structuur\2014\sap3_92\m01\42192az_dlext_20140103_3333_3449.csv | 117
v4 | Full | 3 | 42192az_dlext_20140104_3450_3495.csv | F:\UPOD\Cell_DLE\CSV_files_raw_nieuwe_structuur\2014\sap3_92\m01 | F:\UPOD\Cell_DLE\CSV_files_raw_nieuwe_structuur\2014\sap3_92\m01\42192az_dlext_20140104_3450_3495.csv | 46
v4 | Full | 3 | 42192az_dlext_20140105_3496_3559.csv | F:\UPOD\Cell_DLE\CSV_files_raw_nieuwe_structuur\2014\sap3_92\m01 | F:\UPOD\Cell_DLE\CSV_files_raw_nieuwe_structuur\2014\sap3_92\m01\42192az_dlext_20140105_3496_3559.csv | 64
v4 | Full | 3 | 42192az_dlext_20140106_3560_3674.csv | F:\UPOD\Cell_DLE\CSV_files_raw_nieuwe_structuur\2014\sap3_92\m01 | F:\UPOD\Cell_DLE\CSV_files_raw_nieuwe_structuur\2014\sap3_92\m01\42192az_dlext_20140106_3560_3674.csv | 115
v4 | Full | 3 | 42192az_dlext_20140107_3675_3804.csv | F:\UPOD\Cell_DLE\CSV_files_raw_nieuwe_structuur\2014\sap3_92\m01 | F:\UPOD\Cell_DLE\CSV_files_raw_nieuwe_structuur\2014\sap3_92\m01\42192az_dlext_20140107_3675_3804.csv | 130
v4 | Full | 3 | 42192az_dlext_20140108_3805_4006.csv | F:\UPOD\Cell_DLE\CSV_files_raw_nieuwe_structuur\2014\sap3_92\m01 | F:\UPOD\Cell_DLE\CSV_files_raw_nieuwe_structuur\2014\sap3_92\m01\42192az_dlext_20140108_3805_4006.csv | 202
v4 | Full | 3 | 42192az_dlext_20140109_4007_4154.csv | F:\UPOD\Cell_DLE\CSV_files_raw_nieuwe_structuur\2014\sap3_92\m01 | F:\UPOD\Cell_DLE\CSV_files_raw_nieuwe_structuur\2014\sap3_92\m01\42192az_dlext_20140109_4007_4154.csv | 148
v4 | Full | 3 | 42193az_dlext_20101113_2351_2508.csv | F:\UPOD\Cell_DLE\CSV_files_raw_nieuwe_structuur\2010\sap1_93\m11 | F:\UPOD\Cell_DLE\CSV_files_raw_nieuwe_structuur\2010\sap1_93\m11\42193az_dlext_20101113_2351_2508.csv | 158
v4 | Full | 3 | 42193az_dlext_20101114_2509_2644.csv | F:\UPOD\Cell_DLE\CSV_files_raw_nieuwe_structuur\2010\sap1_93\m11 | F:\UPOD\Cell_DLE\CSV_files_raw_nieuwe_structuur\2010\sap1_93\m11\42193az_dlext_20101114_2509_2644.csv | 136
v4 | Full | 3 | 42193az_dlext_20101115_2645_2913.csv | F:\UPOD\Cell_DLE\CSV_files_raw_nieuwe_structuur\2010\sap1_93\m11 | F:\UPOD\Cell_DLE\CSV_files_raw_nieuwe_structuur\2010\sap1_93\m11\42193az_dlext_20101115_2645_2913.csv | 269
v4 | Full | 3 | 42193az_dlext_20101116_2914_3305.csv | F:\UPOD\Cell_DLE\CSV_files_raw_nieuwe_structuur\2010\sap1_93\m11 | F:\UPOD\Cell_DLE\CSV_files_raw_nieuwe_structuur\2010\sap1_93\m11\42193az_dlext_20101116_2914_3305.csv | 392
v4 | Full | 3 | 42193az_dlext_20101117_3306_3658.csv | F:\UPOD\Cell_DLE\CSV_files_raw_nieuwe_structuur\2010\sap1_93\m11 | F:\UPOD\Cell_DLE\CSV_files_raw_nieuwe_structuur\2010\sap1_93\m11\42193az_dlext_20101117_3306_3658.csv | 353
v4 | Full | 3 | 42193az_dlext_20101118_3659_4039.csv | F:\UPOD\Cell_DLE\CSV_files_raw_nieuwe_structuur\2010\sap1_93\m11 | F:\UPOD\Cell_DLE\CSV_files_raw_nieuwe_structuur\2010\sap1_93\m11\42193az_dlext_20101118_3659_4039.csv | 381
v4 | Full | 3 | 42193az_dlext_20101119_4040_4389.csv | F:\UPOD\Cell_DLE\CSV_files_raw_nieuwe_structuur\2010\sap1_93\m11 | F:\UPOD\Cell_DLE\CSV_files_raw_nieuwe_structuur\2010\sap1_93\m11\42193az_dlext_20101119_4040_4389.csv | 350
v4 | Full | 3 | 42193az_dlext_20101120_4390_4579.csv | F:\UPOD\Cell_DLE\CSV_files_raw_nieuwe_structuur\2010\sap1_93\m11 | F:\UPOD\Cell_DLE\CSV_files_raw_nieuwe_structuur\2010\sap1_93\m11\42193az_dlext_20101120_4390_4579.csv | 190
v4 | Full | 3 | 42193az_dlext_20101121_4580_4752.csv | F:\UPOD\Cell_DLE\CSV_files_raw_nieuwe_structuur\2010\sap1_93\m11 | F:\UPOD\Cell_DLE\CSV_files_raw_nieuwe_structuur\2010\sap1_93\m11\42193az_dlext_20101121_4580_4752.csv | 173
v4 | Full | 3 | 42193az_dlext_20101122_4753_5267.csv | F:\UPOD\Cell_DLE\CSV_files_raw_nieuwe_structuur\2010\sap1_93\m11 | F:\UPOD\Cell_DLE\CSV_files_raw_nieuwe_structuur\2010\sap1_93\m11\42193az_dlext_20101122_4753_5267.csv | 515
v4 | Full | 3 | 42193az_dlext_20101123_5268_5531.csv | F:\UPOD\Cell_DLE\CSV_files_raw_nieuwe_structuur\2010\sap1_93\m11 | F:\UPOD\Cell_DLE\CSV_files_raw_nieuwe_structuur\2010\sap1_93\m11\42193az_dlext_20101123_5268_5531.csv | 264
v4 | Full | 3 | 42193az_dlext_20101124_5532_5937.csv | F:\UPOD\Cell_DLE\CSV_files_raw_nieuwe_structuur\2010\sap1_93\m11 | F:\UPOD\Cell_DLE\CSV_files_raw_nieuwe_structuur\2010\sap1_93\m11\42193az_dlext_20101124_5532_5937.csv | 406
v4 | Full | 3 | 42193az_dlext_20101125_5938_6342.csv | F:\UPOD\Cell_DLE\CSV_files_raw_nieuwe_structuur\2010\sap1_93\m11 | F:\UPOD\Cell_DLE\CSV_files_raw_nieuwe_structuur\2010\sap1_93\m11\42193az_dlext_20101125_5938_6342.csv | 405
v4 | Full | 3 | 42193az_dlext_20101126_6343_6700.csv | F:\UPOD\Cell_DLE\CSV_files_raw_nieuwe_structuur\2010\sap1_93\m11 | F:\UPOD\Cell_DLE\CSV_files_raw_nieuwe_structuur\2010\sap1_93\m11\42193az_dlext_20101126_6343_6700.csv | 358
v4 | Full | 3 | 42193az_dlext_20101127_6701_6847.csv | F:\UPOD\Cell_DLE\CSV_files_raw_nieuwe_structuur\2010\sap1_93\m11 | F:\UPOD\Cell_DLE\CSV_files_raw_nieuwe_structuur\2010\sap1_93\m11\42193az_dlext_20101127_6701_6847.csv | 147
v4 | Full | 3 | 42193az_dlext_20101128_6848_6985.csv | F:\UPOD\Cell_DLE\CSV_files_raw_nieuwe_structuur\2010\sap1_93\m11 | F:\UPOD\Cell_DLE\CSV_files_raw_nieuwe_structuur\2010\sap1_93\m11\42193az_dlext_20101128_6848_6985.csv | 138
v4 | Full | 3 | 42193az_dlext_20101129_6986_7391.csv | F:\UPOD\Cell_DLE\CSV_files_raw_nieuwe_structuur\2010\sap1_93\m11 | F:\UPOD\Cell_DLE\CSV_files_raw_nieuwe_structuur\2010\sap1_93\m11\42193az_dlext_20101129_6986_7391.csv | 406
v4 | Full | 3 | 42193az_dlext_20101130_7392_7819.csv | F:\UPOD\Cell_DLE\CSV_files_raw_nieuwe_structuur\2010\sap1_93\m11 | F:\UPOD\Cell_DLE\CSV_files_raw_nieuwe_structuur\2010\sap1_93\m11\42193az_dlext_20101130_7392_7819.csv | 428
v4 | Full | 3 | 42193az_dlext_20101201_7820_8046.csv | F:\UPOD\Cell_DLE\CSV_files_raw_nieuwe_structuur\2010\sap1_93\m12 | F:\UPOD\Cell_DLE\CSV_files_raw_nieuwe_structuur\2010\sap1_93\m12\42193az_dlext_20101201_7820_8046.csv | 227
v4 | Full | 3 | 42193az_dlext_20101202_8047_8493.csv | F:\UPOD\Cell_DLE\CSV_files_raw_nieuwe_structuur\2010\sap1_93\m12 | F:\UPOD\Cell_DLE\CSV_files_raw_nieuwe_structuur\2010\sap1_93\m12\42193az_dlext_20101202_8047_8493.csv | 447
v4 | Full | 3 | 42193az_dlext_20101203_8494_8814.csv | F:\UPOD\Cell_DLE\CSV_files_raw_nieuwe_structuur\2010\sap1_93\m12 | F:\UPOD\Cell_DLE\CSV_files_raw_nieuwe_structuur\2010\sap1_93\m12\42193az_dlext_20101203_8494_8814.csv | 321
v4 | Full | 3 | 42193az_dlext_20101204_8815_8963.csv | F:\UPOD\Cell_DLE\CSV_files_raw_nieuwe_structuur\2010\sap1_93\m12 | F:\UPOD\Cell_DLE\CSV_files_raw_nieuwe_structuur\2010\sap1_93\m12\42193az_dlext_20101204_8815_8963.csv | 149
v4 | Full | 3 | 42193az_dlext_20101205_8964_9109.csv | F:\UPOD\Cell_DLE\CSV_files_raw_nieuwe_structuur\2010\sap1_93\m12 | F:\UPOD\Cell_DLE\CSV_files_raw_nieuwe_structuur\2010\sap1_93\m12\42193az_dlext_20101205_8964_9109.csv | 146
v4 | Full | 3 | 42193az_dlext_20101206_9110_9620.csv | F:\UPOD\Cell_DLE\CSV_files_raw_nieuwe_structuur\2010\sap1_93\m12 | F:\UPOD\Cell_DLE\CSV_files_raw_nieuwe_structuur\2010\sap1_93\m12\42193az_dlext_20101206_9110_9620.csv | 511
v4 | Full | 3 | 42193az_dlext_20101207_9621_9841.csv | F:\UPOD\Cell_DLE\CSV_files_raw_nieuwe_structuur\2010\sap1_93\m12 | F:\UPOD\Cell_DLE\CSV_files_raw_nieuwe_structuur\2010\sap1_93\m12\42193az_dlext_20101207_9621_9841.csv | 221
v4 | Full | 3 | 42193az_dlext_20101208_9842_9990.csv | F:\UPOD\Cell_DLE\CSV_files_raw_nieuwe_structuur\2010\sap1_93\m12 | F:\UPOD\Cell_DLE\CSV_files_raw_nieuwe_structuur\2010\sap1_93\m12\42193az_dlext_20101208_9842_9990.csv | 149
v4 | Full | 3 | 42193az_dlext_20101209_9991_0347.csv | F:\UPOD\Cell_DLE\CSV_files_raw_nieuwe_structuur\2010\sap1_93\m12 | F:\UPOD\Cell_DLE\CSV_files_raw_nieuwe_structuur\2010\sap1_93\m12\42193az_dlext_20101209_9991_0347.csv | 357
v4 | Full | 3 | 42193az_dlext_20101210_0348_0673.csv | F:\UPOD\Cell_DLE\CSV_files_raw_nieuwe_structuur\2010\sap1_93\m12 | F:\UPOD\Cell_DLE\CSV_files_raw_nieuwe_structuur\2010\sap1_93\m12\42193az_dlext_20101210_0348_0673.csv | 326
v4 | Full | 3 | 42193az_dlext_20101211_0674_0809.csv | F:\UPOD\Cell_DLE\CSV_files_raw_nieuwe_structuur\2010\sap1_93\m12 | F:\UPOD\Cell_DLE\CSV_files_raw_nieuwe_structuur\2010\sap1_93\m12\42193az_dlext_20101211_0674_0809.csv | 136
v4 | Full | 3 | 42193az_dlext_20101212_0810_0968.csv | F:\UPOD\Cell_DLE\CSV_files_raw_nieuwe_structuur\2010\sap1_93\m12 | F:\UPOD\Cell_DLE\CSV_files_raw_nieuwe_structuur\2010\sap1_93\m12\42193az_dlext_20101212_0810_0968.csv | 159
v4 | Full | 3 | 42193az_dlext_20101213_0969_1381.csv | F:\UPOD\Cell_DLE\CSV_files_raw_nieuwe_structuur\2010\sap1_93\m12 | F:\UPOD\Cell_DLE\CSV_files_raw_nieuwe_structuur\2010\sap1_93\m12\42193az_dlext_20101213_0969_1381.csv | 413
v4 | Full | 3 | 42193az_dlext_20101214_1382_1775.csv | F:\UPOD\Cell_DLE\CSV_files_raw_nieuwe_structuur\2010\sap1_93\m12 | F:\UPOD\Cell_DLE\CSV_files_raw_nieuwe_structuur\2010\sap1_93\m12\42193az_dlext_20101214_1382_1775.csv | 394
v4 | Full | 3 | 42193az_dlext_20101215_1776_2139.csv | F:\UPOD\Cell_DLE\CSV_files_raw_nieuwe_structuur\2010\sap1_93\m12 | F:\UPOD\Cell_DLE\CSV_files_raw_nieuwe_structuur\2010\sap1_93\m12\42193az_dlext_20101215_1776_2139.csv | 364
v4 | Full | 3 | 42193az_dlext_20101216_2140_2492.csv | F:\UPOD\Cell_DLE\CSV_files_raw_nieuwe_structuur\2010\sap1_93\m12 | F:\UPOD\Cell_DLE\CSV_files_raw_nieuwe_structuur\2010\sap1_93\m12\42193az_dlext_20101216_2140_2492.csv | 353
v4 | Full | 3 | 42193az_dlext_20101217_2493_2843.csv | F:\UPOD\Cell_DLE\CSV_files_raw_nieuwe_structuur\2010\sap1_93\m12 | F:\UPOD\Cell_DLE\CSV_files_raw_nieuwe_structuur\2010\sap1_93\m12\42193az_dlext_20101217_2493_2843.csv | 351
v4 | Full | 3 | 42193az_dlext_20101218_2844_2990.csv | F:\UPOD\Cell_DLE\CSV_files_raw_nieuwe_structuur\2010\sap1_93\m12 | F:\UPOD\Cell_DLE\CSV_files_raw_nieuwe_structuur\2010\sap1_93\m12\42193az_dlext_20101218_2844_2990.csv | 147
v4 | Full | 3 | 42193az_dlext_20101219_2991_3169.csv | F:\UPOD\Cell_DLE\CSV_files_raw_nieuwe_structuur\2010\sap1_93\m12 | F:\UPOD\Cell_DLE\CSV_files_raw_nieuwe_structuur\2010\sap1_93\m12\42193az_dlext_20101219_2991_3169.csv | 179
v4 | Full | 3 | 42193az_dlext_20101220_3170_3506.csv | F:\UPOD\Cell_DLE\CSV_files_raw_nieuwe_structuur\2010\sap1_93\m12 | F:\UPOD\Cell_DLE\CSV_files_raw_nieuwe_structuur\2010\sap1_93\m12\42193az_dlext_20101220_3170_3506.csv | 337
v4 | Full | 3 | 42193az_dlext_20101221_3507_3855.csv | F:\UPOD\Cell_DLE\CSV_files_raw_nieuwe_structuur\2010\sap1_93\m12 | F:\UPOD\Cell_DLE\CSV_files_raw_nieuwe_structuur\2010\sap1_93\m12\42193az_dlext_20101221_3507_3855.csv | 349
v4 | Full | 3 | 42193az_dlext_20101222_3856_4130.csv | F:\UPOD\Cell_DLE\CSV_files_raw_nieuwe_structuur\2010\sap1_93\m12 | F:\UPOD\Cell_DLE\CSV_files_raw_nieuwe_structuur\2010\sap1_93\m12\42193az_dlext_20101222_3856_4130.csv | 275
v4 | Full | 3 | 42193az_dlext_20101223_4131_4479.csv | F:\UPOD\Cell_DLE\CSV_files_raw_nieuwe_structuur\2010\sap1_93\m12 | F:\UPOD\Cell_DLE\CSV_files_raw_nieuwe_structuur\2010\sap1_93\m12\42193az_dlext_20101223_4131_4479.csv | 349
v4 | Full | 3 | 42193az_dlext_20101224_4480_4775.csv | F:\UPOD\Cell_DLE\CSV_files_raw_nieuwe_structuur\2010\sap1_93\m12 | F:\UPOD\Cell_DLE\CSV_files_raw_nieuwe_structuur\2010\sap1_93\m12\42193az_dlext_20101224_4480_4775.csv | 296
v4 | Full | 3 | 42193az_dlext_20101225_4776_4908.csv | F:\UPOD\Cell_DLE\CSV_files_raw_nieuwe_structuur\2010\sap1_93\m12 | F:\UPOD\Cell_DLE\CSV_files_raw_nieuwe_structuur\2010\sap1_93\m12\42193az_dlext_20101225_4776_4908.csv | 133
v4 | Full | 3 | 42193az_dlext_20101226_4909_5025.csv | F:\UPOD\Cell_DLE\CSV_files_raw_nieuwe_structuur\2010\sap1_93\m12 | F:\UPOD\Cell_DLE\CSV_files_raw_nieuwe_structuur\2010\sap1_93\m12\42193az_dlext_20101226_4909_5025.csv | 117
v4 | Full | 3 | 42193az_dlext_20101227_5026_5337.csv | F:\UPOD\Cell_DLE\CSV_files_raw_nieuwe_structuur\2010\sap1_93\m12 | F:\UPOD\Cell_DLE\CSV_files_raw_nieuwe_structuur\2010\sap1_93\m12\42193az_dlext_20101227_5026_5337.csv | 312
v4 | Full | 3 | 42193az_dlext_20101228_5338_5600.csv | F:\UPOD\Cell_DLE\CSV_files_raw_nieuwe_structuur\2010\sap1_93\m12 | F:\UPOD\Cell_DLE\CSV_files_raw_nieuwe_structuur\2010\sap1_93\m12\42193az_dlext_20101228_5338_5600.csv | 263
v4 | Full | 3 | 42193az_dlext_20101229_5601_5884.csv | F:\UPOD\Cell_DLE\CSV_files_raw_nieuwe_structuur\2010\sap1_93\m12 | F:\UPOD\Cell_DLE\CSV_files_raw_nieuwe_structuur\2010\sap1_93\m12\42193az_dlext_20101229_5601_5884.csv | 284
v4 | Full | 3 | 42193az_dlext_20101230_5885_6190.csv | F:\UPOD\Cell_DLE\CSV_files_raw_nieuwe_structuur\2010\sap1_93\m12 | F:\UPOD\Cell_DLE\CSV_files_raw_nieuwe_structuur\2010\sap1_93\m12\42193az_dlext_20101230_5885_6190.csv | 306
v4 | Full | 3 | 42193az_dlext_20101231_6191_6431.csv | F:\UPOD\Cell_DLE\CSV_files_raw_nieuwe_structuur\2010\sap1_93\m12 | F:\UPOD\Cell_DLE\CSV_files_raw_nieuwe_structuur\2010\sap1_93\m12\42193az_dlext_20101231_6191_6431.csv | 241
v4 | Full | 3 | 42193az_dlext_20110101_6432_6575.csv | F:\UPOD\Cell_DLE\CSV_files_raw_nieuwe_structuur\2011\sap1_93\m01 | F:\UPOD\Cell_DLE\CSV_files_raw_nieuwe_structuur\2011\sap1_93\m01\42193az_dlext_20110101_6432_6575.csv | 144
v4 | Full | 3 | 42193az_dlext_20110102_6576_6722.csv | F:\UPOD\Cell_DLE\CSV_files_raw_nieuwe_structuur\2011\sap1_93\m01 | F:\UPOD\Cell_DLE\CSV_files_raw_nieuwe_structuur\2011\sap1_93\m01\42193az_dlext_20110102_6576_6722.csv | 147
v4 | Full | 3 | 42193az_dlext_20110103_6723_6932.csv | F:\UPOD\Cell_DLE\CSV_files_raw_nieuwe_structuur\2011\sap1_93\m01 | F:\UPOD\Cell_DLE\CSV_files_raw_nieuwe_structuur\2011\sap1_93\m01\42193az_dlext_20110103_6723_6932.csv | 210
v4 | Full | 3 | 42193az_dlext_20110104_6933_7325.csv | F:\UPOD\Cell_DLE\CSV_files_raw_nieuwe_structuur\2011\sap1_93\m01 | F:\UPOD\Cell_DLE\CSV_files_raw_nieuwe_structuur\2011\sap1_93\m01\42193az_dlext_20110104_6933_7325.csv | 393
v4 | Full | 3 | 42193az_dlext_20110105_7326_7718.csv | F:\UPOD\Cell_DLE\CSV_files_raw_nieuwe_structuur\2011\sap1_93\m01 | F:\UPOD\Cell_DLE\CSV_files_raw_nieuwe_structuur\2011\sap1_93\m01\42193az_dlext_20110105_7326_7718.csv | 393
v4 | Full | 3 | 42193az_dlext_20110106_7719_8202.csv | F:\UPOD\Cell_DLE\CSV_files_raw_nieuwe_structuur\2011\sap1_93\m01 | F:\UPOD\Cell_DLE\CSV_files_raw_nieuwe_structuur\2011\sap1_93\m01\42193az_dlext_20110106_7719_8202.csv | 484
v4 | Full | 3 | 42193az_dlext_20110107_8203_8518.csv | F:\UPOD\Cell_DLE\CSV_files_raw_nieuwe_structuur\2011\sap1_93\m01 | F:\UPOD\Cell_DLE\CSV_files_raw_nieuwe_structuur\2011\sap1_93\m01\42193az_dlext_20110107_8203_8518.csv | 316
v4 | Full | 3 | 42193az_dlext_20110108_8519_8666.csv | F:\UPOD\Cell_DLE\CSV_files_raw_nieuwe_structuur\2011\sap1_93\m01 | F:\UPOD\Cell_DLE\CSV_files_raw_nieuwe_structuur\2011\sap1_93\m01\42193az_dlext_20110108_8519_8666.csv | 148
v4 | Full | 3 | 42193az_dlext_20110109_8667_8837.csv | F:\UPOD\Cell_DLE\CSV_files_raw_nieuwe_structuur\2011\sap1_93\m01 | F:\UPOD\Cell_DLE\CSV_files_raw_nieuwe_structuur\2011\sap1_93\m01\42193az_dlext_20110109_8667_8837.csv | 171
v4 | Full | 3 | 42193az_dlext_20110110_8838_9301.csv | F:\UPOD\Cell_DLE\CSV_files_raw_nieuwe_structuur\2011\sap1_93\m01 | F:\UPOD\Cell_DLE\CSV_files_raw_nieuwe_structuur\2011\sap1_93\m01\42193az_dlext_20110110_8838_9301.csv | 464
v4 | Full | 3 | 42193az_dlext_20110111_9302_9719.csv | F:\UPOD\Cell_DLE\CSV_files_raw_nieuwe_structuur\2011\sap1_93\m01 | F:\UPOD\Cell_DLE\CSV_files_raw_nieuwe_structuur\2011\sap1_93\m01\42193az_dlext_20110111_9302_9719.csv | 418
v4 | Full | 3 | 42193az_dlext_20110112_9720_0084.csv | F:\UPOD\Cell_DLE\CSV_files_raw_nieuwe_structuur\2011\sap1_93\m01 | F:\UPOD\Cell_DLE\CSV_files_raw_nieuwe_structuur\2011\sap1_93\m01\42193az_dlext_20110112_9720_0084.csv | 365
v4 | Full | 3 | 42193az_dlext_20110113_0085_0374.csv | F:\UPOD\Cell_DLE\CSV_files_raw_nieuwe_structuur\2011\sap1_93\m01 | F:\UPOD\Cell_DLE\CSV_files_raw_nieuwe_structuur\2011\sap1_93\m01\42193az_dlext_20110113_0085_0374.csv | 290
v4 | Full | 3 | 42193az_dlext_20110114_0375_0475.csv | F:\UPOD\Cell_DLE\CSV_files_raw_nieuwe_structuur\2011\sap1_93\m01 | F:\UPOD\Cell_DLE\CSV_files_raw_nieuwe_structuur\2011\sap1_93\m01\42193az_dlext_20110114_0375_0475.csv | 101
v4 | Full | 3 | 42193az_dlext_20110115_0476_0618.csv | F:\UPOD\Cell_DLE\CSV_files_raw_nieuwe_structuur\2011\sap1_93\m01 | F:\UPOD\Cell_DLE\CSV_files_raw_nieuwe_structuur\2011\sap1_93\m01\42193az_dlext_20110115_0476_0618.csv | 143
v4 | Full | 3 | 42193az_dlext_20110116_0619_0740.csv | F:\UPOD\Cell_DLE\CSV_files_raw_nieuwe_structuur\2011\sap1_93\m01 | F:\UPOD\Cell_DLE\CSV_files_raw_nieuwe_structuur\2011\sap1_93\m01\42193az_dlext_20110116_0619_0740.csv | 122
v4 | Full | 3 | 42193az_dlext_20110117_0741_1187.csv | F:\UPOD\Cell_DLE\CSV_files_raw_nieuwe_structuur\2011\sap1_93\m01 | F:\UPOD\Cell_DLE\CSV_files_raw_nieuwe_structuur\2011\sap1_93\m01\42193az_dlext_20110117_0741_1187.csv | 447
v4 | Full | 3 | 42193az_dlext_20110118_1188_1521.csv | F:\UPOD\Cell_DLE\CSV_files_raw_nieuwe_structuur\2011\sap1_93\m01 | F:\UPOD\Cell_DLE\CSV_files_raw_nieuwe_structuur\2011\sap1_93\m01\42193az_dlext_20110118_1188_1521.csv | 334
v4 | Full | 3 | 42193az_dlext_20110119_1522_1911.csv | F:\UPOD\Cell_DLE\CSV_files_raw_nieuwe_structuur\2011\sap1_93\m01 | F:\UPOD\Cell_DLE\CSV_files_raw_nieuwe_structuur\2011\sap1_93\m01\42193az_dlext_20110119_1522_1911.csv | 390
v4 | Full | 3 | 42193az_dlext_20110120_1912_2110.csv | F:\UPOD\Cell_DLE\CSV_files_raw_nieuwe_structuur\2011\sap1_93\m01 | F:\UPOD\Cell_DLE\CSV_files_raw_nieuwe_structuur\2011\sap1_93\m01\42193az_dlext_20110120_1912_2110.csv | 199
v4 | Full | 3 | 42193az_dlext_20110121_2111_2429.csv | F:\UPOD\Cell_DLE\CSV_files_raw_nieuwe_structuur\2011\sap1_93\m01 | F:\UPOD\Cell_DLE\CSV_files_raw_nieuwe_structuur\2011\sap1_93\m01\42193az_dlext_20110121_2111_2429.csv | 319
v4 | Full | 3 | 42193az_dlext_20110122_2430_2582.csv | F:\UPOD\Cell_DLE\CSV_files_raw_nieuwe_structuur\2011\sap1_93\m01 | F:\UPOD\Cell_DLE\CSV_files_raw_nieuwe_structuur\2011\sap1_93\m01\42193az_dlext_20110122_2430_2582.csv | 153
v4 | Full | 3 | 42193az_dlext_20110123_2583_2735.csv | F:\UPOD\Cell_DLE\CSV_files_raw_nieuwe_structuur\2011\sap1_93\m01 | F:\UPOD\Cell_DLE\CSV_files_raw_nieuwe_structuur\2011\sap1_93\m01\42193az_dlext_20110123_2583_2735.csv | 153
v4 | Full | 3 | 42193az_dlext_20110124_2736_3211.csv | F:\UPOD\Cell_DLE\CSV_files_raw_nieuwe_structuur\2011\sap1_93\m01 | F:\UPOD\Cell_DLE\CSV_files_raw_nieuwe_structuur\2011\sap1_93\m01\42193az_dlext_20110124_2736_3211.csv | 476
v4 | Full | 3 | 42193az_dlext_20110125_3212_3573.csv | F:\UPOD\Cell_DLE\CSV_files_raw_nieuwe_structuur\2011\sap1_93\m01 | F:\UPOD\Cell_DLE\CSV_files_raw_nieuwe_structuur\2011\sap1_93\m01\42193az_dlext_20110125_3212_3573.csv | 362
v4 | Full | 3 | 42193az_dlext_20110126_3574_3863.csv | F:\UPOD\Cell_DLE\CSV_files_raw_nieuwe_structuur\2011\sap1_93\m01 | F:\UPOD\Cell_DLE\CSV_files_raw_nieuwe_structuur\2011\sap1_93\m01\42193az_dlext_20110126_3574_3863.csv | 290
v4 | Full | 3 | 42193az_dlext_20110127_3864_4178.csv | F:\UPOD\Cell_DLE\CSV_files_raw_nieuwe_structuur\2011\sap1_93\m01 | F:\UPOD\Cell_DLE\CSV_files_raw_nieuwe_structuur\2011\sap1_93\m01\42193az_dlext_20110127_3864_4178.csv | 315
v4 | Full | 3 | 42193az_dlext_20110128_4179_4486.csv | F:\UPOD\Cell_DLE\CSV_files_raw_nieuwe_structuur\2011\sap1_93\m01 | F:\UPOD\Cell_DLE\CSV_files_raw_nieuwe_structuur\2011\sap1_93\m01\42193az_dlext_20110128_4179_4486.csv | 308
v4 | Full | 3 | 42193az_dlext_20110129_4487_4543.csv | F:\UPOD\Cell_DLE\CSV_files_raw_nieuwe_structuur\2011\sap1_93\m01 | F:\UPOD\Cell_DLE\CSV_files_raw_nieuwe_structuur\2011\sap1_93\m01\42193az_dlext_20110129_4487_4543.csv | 57
v4 | Full | 3 | 42193az_dlext_20110130_4544_4617.csv | F:\UPOD\Cell_DLE\CSV_files_raw_nieuwe_structuur\2011\sap1_93\m01 | F:\UPOD\Cell_DLE\CSV_files_raw_nieuwe_structuur\2011\sap1_93\m01\42193az_dlext_20110130_4544_4617.csv | 74
v4 | Full | 3 | 42193az_dlext_20110131_4618_4984.csv | F:\UPOD\Cell_DLE\CSV_files_raw_nieuwe_structuur\2011\sap1_93\m01 | F:\UPOD\Cell_DLE\CSV_files_raw_nieuwe_structuur\2011\sap1_93\m01\42193az_dlext_20110131_4618_4984.csv | 367
v4 | Full | 3 | 42193az_dlext_20110201_4985_5332.csv | F:\UPOD\Cell_DLE\CSV_files_raw_nieuwe_structuur\2011\sap1_93\m02 | F:\UPOD\Cell_DLE\CSV_files_raw_nieuwe_structuur\2011\sap1_93\m02\42193az_dlext_20110201_4985_5332.csv | 348
v4 | Full | 3 | 42193az_dlext_20110202_5333_5653.csv | F:\UPOD\Cell_DLE\CSV_files_raw_nieuwe_structuur\2011\sap1_93\m02 | F:\UPOD\Cell_DLE\CSV_files_raw_nieuwe_structuur\2011\sap1_93\m02\42193az_dlext_20110202_5333_5653.csv | 321
v4 | Full | 3 | 42193az_dlext_20110203_5654_5976.csv | F:\UPOD\Cell_DLE\CSV_files_raw_nieuwe_structuur\2011\sap1_93\m02 | F:\UPOD\Cell_DLE\CSV_files_raw_nieuwe_structuur\2011\sap1_93\m02\42193az_dlext_20110203_5654_5976.csv | 323
v4 | Full | 3 | 42193az_dlext_20110204_5977_6314.csv | F:\UPOD\Cell_DLE\CSV_files_raw_nieuwe_structuur\2011\sap1_93\m02 | F:\UPOD\Cell_DLE\CSV_files_raw_nieuwe_structuur\2011\sap1_93\m02\42193az_dlext_20110204_5977_6314.csv | 338
v4 | Full | 3 | 42193az_dlext_20110205_6315_6459.csv | F:\UPOD\Cell_DLE\CSV_files_raw_nieuwe_structuur\2011\sap1_93\m02 | F:\UPOD\Cell_DLE\CSV_files_raw_nieuwe_structuur\2011\sap1_93\m02\42193az_dlext_20110205_6315_6459.csv | 145
v4 | Full | 3 | 42193az_dlext_20110206_6460_6537.csv | F:\UPOD\Cell_DLE\CSV_files_raw_nieuwe_structuur\2011\sap1_93\m02 | F:\UPOD\Cell_DLE\CSV_files_raw_nieuwe_structuur\2011\sap1_93\m02\42193az_dlext_20110206_6460_6537.csv | 78
v4 | Full | 3 | 42193az_dlext_20110207_6538_6918.csv | F:\UPOD\Cell_DLE\CSV_files_raw_nieuwe_structuur\2011\sap1_93\m02 | F:\UPOD\Cell_DLE\CSV_files_raw_nieuwe_structuur\2011\sap1_93\m02\42193az_dlext_20110207_6538_6918.csv | 381
v4 | Full | 3 | 42193az_dlext_20110208_6919_7238.csv | F:\UPOD\Cell_DLE\CSV_files_raw_nieuwe_structuur\2011\sap1_93\m02 | F:\UPOD\Cell_DLE\CSV_files_raw_nieuwe_structuur\2011\sap1_93\m02\42193az_dlext_20110208_6919_7238.csv | 320
v4 | Full | 3 | 42193az_dlext_20110209_7239_7583.csv | F:\UPOD\Cell_DLE\CSV_files_raw_nieuwe_structuur\2011\sap1_93\m02 | F:\UPOD\Cell_DLE\CSV_files_raw_nieuwe_structuur\2011\sap1_93\m02\42193az_dlext_20110209_7239_7583.csv | 345
v4 | Full | 3 | 42193az_dlext_20110210_7584_7879.csv | F:\UPOD\Cell_DLE\CSV_files_raw_nieuwe_structuur\2011\sap1_93\m02 | F:\UPOD\Cell_DLE\CSV_files_raw_nieuwe_structuur\2011\sap1_93\m02\42193az_dlext_20110210_7584_7879.csv | 296
v4 | Full | 3 | 42193az_dlext_20110211_7880_8148.csv | F:\UPOD\Cell_DLE\CSV_files_raw_nieuwe_structuur\2011\sap1_93\m02 | F:\UPOD\Cell_DLE\CSV_files_raw_nieuwe_structuur\2011\sap1_93\m02\42193az_dlext_20110211_7880_8148.csv | 269
v4 | Full | 3 | 42193az_dlext_20110212_8149_8239.csv | F:\UPOD\Cell_DLE\CSV_files_raw_nieuwe_structuur\2011\sap1_93\m02 | F:\UPOD\Cell_DLE\CSV_files_raw_nieuwe_structuur\2011\sap1_93\m02\42193az_dlext_20110212_8149_8239.csv | 91
v4 | Full | 3 | 42193az_dlext_20110213_8240_8305.csv | F:\UPOD\Cell_DLE\CSV_files_raw_nieuwe_structuur\2011\sap1_93\m02 | F:\UPOD\Cell_DLE\CSV_files_raw_nieuwe_structuur\2011\sap1_93\m02\42193az_dlext_20110213_8240_8305.csv | 66
v4 | Full | 3 | 42193az_dlext_20110214_8306_8682.csv | F:\UPOD\Cell_DLE\CSV_files_raw_nieuwe_structuur\2011\sap1_93\m02 | F:\UPOD\Cell_DLE\CSV_files_raw_nieuwe_structuur\2011\sap1_93\m02\42193az_dlext_20110214_8306_8682.csv | 377
v4 | Full | 3 | 42193az_dlext_20110215_8683_9030.csv | F:\UPOD\Cell_DLE\CSV_files_raw_nieuwe_structuur\2011\sap1_93\m02 | F:\UPOD\Cell_DLE\CSV_files_raw_nieuwe_structuur\2011\sap1_93\m02\42193az_dlext_20110215_8683_9030.csv | 348
v4 | Full | 3 | 42193az_dlext_20110216_9031_9363.csv | F:\UPOD\Cell_DLE\CSV_files_raw_nieuwe_structuur\2011\sap1_93\m02 | F:\UPOD\Cell_DLE\CSV_files_raw_nieuwe_structuur\2011\sap1_93\m02\42193az_dlext_20110216_9031_9363.csv | 333
v4 | Full | 3 | 42193az_dlext_20110217_9364_9719.csv | F:\UPOD\Cell_DLE\CSV_files_raw_nieuwe_structuur\2011\sap1_93\m02 | F:\UPOD\Cell_DLE\CSV_files_raw_nieuwe_structuur\2011\sap1_93\m02\42193az_dlext_20110217_9364_9719.csv | 356
v4 | Full | 3 | 42193az_dlext_20110218_9720_0046.csv | F:\UPOD\Cell_DLE\CSV_files_raw_nieuwe_structuur\2011\sap1_93\m02 | F:\UPOD\Cell_DLE\CSV_files_raw_nieuwe_structuur\2011\sap1_93\m02\42193az_dlext_20110218_9720_0046.csv | 327
v4 | Full | 3 | 42193az_dlext_20110219_0047_0154.csv | F:\UPOD\Cell_DLE\CSV_files_raw_nieuwe_structuur\2011\sap1_93\m02 | F:\UPOD\Cell_DLE\CSV_files_raw_nieuwe_structuur\2011\sap1_93\m02\42193az_dlext_20110219_0047_0154.csv | 108
v4 | Full | 3 | 42193az_dlext_20110220_0155_0233.csv | F:\UPOD\Cell_DLE\CSV_files_raw_nieuwe_structuur\2011\sap1_93\m02 | F:\UPOD\Cell_DLE\CSV_files_raw_nieuwe_structuur\2011\sap1_93\m02\42193az_dlext_20110220_0155_0233.csv | 79
v4 | Full | 3 | 42193az_dlext_20110221_0234_0693.csv | F:\UPOD\Cell_DLE\CSV_files_raw_nieuwe_structuur\2011\sap1_93\m02 | F:\UPOD\Cell_DLE\CSV_files_raw_nieuwe_structuur\2011\sap1_93\m02\42193az_dlext_20110221_0234_0693.csv | 460
v4 | Full | 3 | 42193az_dlext_20110222_0694_0965.csv | F:\UPOD\Cell_DLE\CSV_files_raw_nieuwe_structuur\2011\sap1_93\m02 | F:\UPOD\Cell_DLE\CSV_files_raw_nieuwe_structuur\2011\sap1_93\m02\42193az_dlext_20110222_0694_0965.csv | 272
v4 | Full | 3 | 42193az_dlext_20110223_0966_1287.csv | F:\UPOD\Cell_DLE\CSV_files_raw_nieuwe_structuur\2011\sap1_93\m02 | F:\UPOD\Cell_DLE\CSV_files_raw_nieuwe_structuur\2011\sap1_93\m02\42193az_dlext_20110223_0966_1287.csv | 322
v4 | Full | 3 | 42193az_dlext_20110224_1288_1593.csv | F:\UPOD\Cell_DLE\CSV_files_raw_nieuwe_structuur\2011\sap1_93\m02 | F:\UPOD\Cell_DLE\CSV_files_raw_nieuwe_structuur\2011\sap1_93\m02\42193az_dlext_20110224_1288_1593.csv | 306
v4 | Full | 3 | 42193az_dlext_20110225_1594_1898.csv | F:\UPOD\Cell_DLE\CSV_files_raw_nieuwe_structuur\2011\sap1_93\m02 | F:\UPOD\Cell_DLE\CSV_files_raw_nieuwe_structuur\2011\sap1_93\m02\42193az_dlext_20110225_1594_1898.csv | 305
v4 | Full | 3 | 42193az_dlext_20110226_1899_1973.csv | F:\UPOD\Cell_DLE\CSV_files_raw_nieuwe_structuur\2011\sap1_93\m02 | F:\UPOD\Cell_DLE\CSV_files_raw_nieuwe_structuur\2011\sap1_93\m02\42193az_dlext_20110226_1899_1973.csv | 75
v4 | Full | 3 | 42193az_dlext_20110227_1974_2043.csv | F:\UPOD\Cell_DLE\CSV_files_raw_nieuwe_structuur\2011\sap1_93\m02 | F:\UPOD\Cell_DLE\CSV_files_raw_nieuwe_structuur\2011\sap1_93\m02\42193az_dlext_20110227_1974_2043.csv | 70
v4 | Full | 3 | 42193az_dlext_20110228_2044_2272.csv | F:\UPOD\Cell_DLE\CSV_files_raw_nieuwe_structuur\2011\sap1_93\m02 | F:\UPOD\Cell_DLE\CSV_files_raw_nieuwe_structuur\2011\sap1_93\m02\42193az_dlext_20110228_2044_2272.csv | 229
v4 | Full | 3 | 42193az_dlext_20110301_2273_2602.csv | F:\UPOD\Cell_DLE\CSV_files_raw_nieuwe_structuur\2011\sap1_93\m03 | F:\UPOD\Cell_DLE\CSV_files_raw_nieuwe_structuur\2011\sap1_93\m03\42193az_dlext_20110301_2273_2602.csv | 330
v4 | Full | 3 | 42193az_dlext_20110302_2603_2954.csv | F:\UPOD\Cell_DLE\CSV_files_raw_nieuwe_structuur\2011\sap1_93\m03 | F:\UPOD\Cell_DLE\CSV_files_raw_nieuwe_structuur\2011\sap1_93\m03\42193az_dlext_20110302_2603_2954.csv | 352
v4 | Full | 3 | 42193az_dlext_20110303_2955_3268.csv | F:\UPOD\Cell_DLE\CSV_files_raw_nieuwe_structuur\2011\sap1_93\m03 | F:\UPOD\Cell_DLE\CSV_files_raw_nieuwe_structuur\2011\sap1_93\m03\42193az_dlext_20110303_2955_3268.csv | 314
v4 | Full | 3 | 42193az_dlext_20110304_3269_3599.csv | F:\UPOD\Cell_DLE\CSV_files_raw_nieuwe_structuur\2011\sap1_93\m03 | F:\UPOD\Cell_DLE\CSV_files_raw_nieuwe_structuur\2011\sap1_93\m03\42193az_dlext_20110304_3269_3599.csv | 331
v4 | Full | 3 | 42193az_dlext_20110305_3600_3713.csv | F:\UPOD\Cell_DLE\CSV_files_raw_nieuwe_structuur\2011\sap1_93\m03 | F:\UPOD\Cell_DLE\CSV_files_raw_nieuwe_structuur\2011\sap1_93\m03\42193az_dlext_20110305_3600_3713.csv | 114
v4 | Full | 3 | 42193az_dlext_20110306_3714_3819.csv | F:\UPOD\Cell_DLE\CSV_files_raw_nieuwe_structuur\2011\sap1_93\m03 | F:\UPOD\Cell_DLE\CSV_files_raw_nieuwe_structuur\2011\sap1_93\m03\42193az_dlext_20110306_3714_3819.csv | 106
v4 | Full | 3 | 42193az_dlext_20110307_3820_4147.csv | F:\UPOD\Cell_DLE\CSV_files_raw_nieuwe_structuur\2011\sap1_93\m03 | F:\UPOD\Cell_DLE\CSV_files_raw_nieuwe_structuur\2011\sap1_93\m03\42193az_dlext_20110307_3820_4147.csv | 328
v4 | Full | 3 | 42193az_dlext_20110308_4148_4574.csv | F:\UPOD\Cell_DLE\CSV_files_raw_nieuwe_structuur\2011\sap1_93\m03 | F:\UPOD\Cell_DLE\CSV_files_raw_nieuwe_structuur\2011\sap1_93\m03\42193az_dlext_20110308_4148_4574.csv | 427
v4 | Full | 3 | 42193az_dlext_20110309_4575_4853.csv | F:\UPOD\Cell_DLE\CSV_files_raw_nieuwe_structuur\2011\sap1_93\m03 | F:\UPOD\Cell_DLE\CSV_files_raw_nieuwe_structuur\2011\sap1_93\m03\42193az_dlext_20110309_4575_4853.csv | 279
v4 | Full | 3 | 42193az_dlext_20110310_4854_5208.csv | F:\UPOD\Cell_DLE\CSV_files_raw_nieuwe_structuur\2011\sap1_93\m03 | F:\UPOD\Cell_DLE\CSV_files_raw_nieuwe_structuur\2011\sap1_93\m03\42193az_dlext_20110310_4854_5208.csv | 355
v4 | Full | 3 | 42193az_dlext_20110311_5209_5538.csv | F:\UPOD\Cell_DLE\CSV_files_raw_nieuwe_structuur\2011\sap1_93\m03 | F:\UPOD\Cell_DLE\CSV_files_raw_nieuwe_structuur\2011\sap1_93\m03\42193az_dlext_20110311_5209_5538.csv | 330
v4 | Full | 3 | 42193az_dlext_20110312_5539_5640.csv | F:\UPOD\Cell_DLE\CSV_files_raw_nieuwe_structuur\2011\sap1_93\m03 | F:\UPOD\Cell_DLE\CSV_files_raw_nieuwe_structuur\2011\sap1_93\m03\42193az_dlext_20110312_5539_5640.csv | 102
v4 | Full | 3 | 42193az_dlext_20110313_5641_5704.csv | F:\UPOD\Cell_DLE\CSV_files_raw_nieuwe_structuur\2011\sap1_93\m03 | F:\UPOD\Cell_DLE\CSV_files_raw_nieuwe_structuur\2011\sap1_93\m03\42193az_dlext_20110313_5641_5704.csv | 64
v4 | Full | 3 | 42193az_dlext_20110314_5705_6062.csv | F:\UPOD\Cell_DLE\CSV_files_raw_nieuwe_structuur\2011\sap1_93\m03 | F:\UPOD\Cell_DLE\CSV_files_raw_nieuwe_structuur\2011\sap1_93\m03\42193az_dlext_20110314_5705_6062.csv | 358
v4 | Full | 3 | 42193az_dlext_20110315_6063_6485.csv | F:\UPOD\Cell_DLE\CSV_files_raw_nieuwe_structuur\2011\sap1_93\m03 | F:\UPOD\Cell_DLE\CSV_files_raw_nieuwe_structuur\2011\sap1_93\m03\42193az_dlext_20110315_6063_6485.csv | 423
v4 | Full | 3 | 42193az_dlext_20110316_6486_6800.csv | F:\UPOD\Cell_DLE\CSV_files_raw_nieuwe_structuur\2011\sap1_93\m03 | F:\UPOD\Cell_DLE\CSV_files_raw_nieuwe_structuur\2011\sap1_93\m03\42193az_dlext_20110316_6486_6800.csv | 315
v4 | Full | 3 | 42193az_dlext_20110317_6801_7161.csv | F:\UPOD\Cell_DLE\CSV_files_raw_nieuwe_structuur\2011\sap1_93\m03 | F:\UPOD\Cell_DLE\CSV_files_raw_nieuwe_structuur\2011\sap1_93\m03\42193az_dlext_20110317_6801_7161.csv | 361
v4 | Full | 3 | 42193az_dlext_20110318_7162_7475.csv | F:\UPOD\Cell_DLE\CSV_files_raw_nieuwe_structuur\2011\sap1_93\m03 | F:\UPOD\Cell_DLE\CSV_files_raw_nieuwe_structuur\2011\sap1_93\m03\42193az_dlext_20110318_7162_7475.csv | 314
v4 | Full | 3 | 42193az_dlext_20110319_7476_7552.csv | F:\UPOD\Cell_DLE\CSV_files_raw_nieuwe_structuur\2011\sap1_93\m03 | F:\UPOD\Cell_DLE\CSV_files_raw_nieuwe_structuur\2011\sap1_93\m03\42193az_dlext_20110319_7476_7552.csv | 77
v4 | Full | 3 | 42193az_dlext_20110320_7553_7657.csv | F:\UPOD\Cell_DLE\CSV_files_raw_nieuwe_structuur\2011\sap1_93\m03 | F:\UPOD\Cell_DLE\CSV_files_raw_nieuwe_structuur\2011\sap1_93\m03\42193az_dlext_20110320_7553_7657.csv | 105
v4 | Full | 3 | 42193az_dlext_20110321_7658_8063.csv | F:\UPOD\Cell_DLE\CSV_files_raw_nieuwe_structuur\2011\sap1_93\m03 | F:\UPOD\Cell_DLE\CSV_files_raw_nieuwe_structuur\2011\sap1_93\m03\42193az_dlext_20110321_7658_8063.csv | 406
v4 | Full | 3 | 42193az_dlext_20110322_8064_8382.csv | F:\UPOD\Cell_DLE\CSV_files_raw_nieuwe_structuur\2011\sap1_93\m03 | F:\UPOD\Cell_DLE\CSV_files_raw_nieuwe_structuur\2011\sap1_93\m03\42193az_dlext_20110322_8064_8382.csv | 319
v4 | Full | 3 | 42193az_dlext_20110323_8383_8725.csv | F:\UPOD\Cell_DLE\CSV_files_raw_nieuwe_structuur\2011\sap1_93\m03 | F:\UPOD\Cell_DLE\CSV_files_raw_nieuwe_structuur\2011\sap1_93\m03\42193az_dlext_20110323_8383_8725.csv | 343
v4 | Full | 3 | 42193az_dlext_20110324_8726_9055.csv | F:\UPOD\Cell_DLE\CSV_files_raw_nieuwe_structuur\2011\sap1_93\m03 | F:\UPOD\Cell_DLE\CSV_files_raw_nieuwe_structuur\2011\sap1_93\m03\42193az_dlext_20110324_8726_9055.csv | 330
v4 | Full | 3 | 42193az_dlext_20110325_9056_9313.csv | F:\UPOD\Cell_DLE\CSV_files_raw_nieuwe_structuur\2011\sap1_93\m03 | F:\UPOD\Cell_DLE\CSV_files_raw_nieuwe_structuur\2011\sap1_93\m03\42193az_dlext_20110325_9056_9313.csv | 258
v4 | Full | 3 | 42193az_dlext_20110326_9314_9404.csv | F:\UPOD\Cell_DLE\CSV_files_raw_nieuwe_structuur\2011\sap1_93\m03 | F:\UPOD\Cell_DLE\CSV_files_raw_nieuwe_structuur\2011\sap1_93\m03\42193az_dlext_20110326_9314_9404.csv | 91
v4 | Full | 3 | 42193az_dlext_20110327_9405_9458.csv | F:\UPOD\Cell_DLE\CSV_files_raw_nieuwe_structuur\2011\sap1_93\m03 | F:\UPOD\Cell_DLE\CSV_files_raw_nieuwe_structuur\2011\sap1_93\m03\42193az_dlext_20110327_9405_9458.csv | 54
v4 | Full | 3 | 42193az_dlext_20110328_9459_9803.csv | F:\UPOD\Cell_DLE\CSV_files_raw_nieuwe_structuur\2011\sap1_93\m03 | F:\UPOD\Cell_DLE\CSV_files_raw_nieuwe_structuur\2011\sap1_93\m03\42193az_dlext_20110328_9459_9803.csv | 345
v4 | Full | 3 | 42193az_dlext_20110329_9804_0040.csv | F:\UPOD\Cell_DLE\CSV_files_raw_nieuwe_structuur\2011\sap1_93\m03 | F:\UPOD\Cell_DLE\CSV_files_raw_nieuwe_structuur\2011\sap1_93\m03\42193az_dlext_20110329_9804_0040.csv | 237
v4 | Full | 3 | 42193az_dlext_20110330_0041_0395.csv | F:\UPOD\Cell_DLE\CSV_files_raw_nieuwe_structuur\2011\sap1_93\m03 | F:\UPOD\Cell_DLE\CSV_files_raw_nieuwe_structuur\2011\sap1_93\m03\42193az_dlext_20110330_0041_0395.csv | 355
v4 | Full | 3 | 42193az_dlext_20110331_0396_0716.csv | F:\UPOD\Cell_DLE\CSV_files_raw_nieuwe_structuur\2011\sap1_93\m03 | F:\UPOD\Cell_DLE\CSV_files_raw_nieuwe_structuur\2011\sap1_93\m03\42193az_dlext_20110331_0396_0716.csv | 321
v4 | Full | 3 | 42193az_dlext_20110401_0717_1019.csv | F:\UPOD\Cell_DLE\CSV_files_raw_nieuwe_structuur\2011\sap1_93\m04 | F:\UPOD\Cell_DLE\CSV_files_raw_nieuwe_structuur\2011\sap1_93\m04\42193az_dlext_20110401_0717_1019.csv | 303
v4 | Full | 3 | 42193az_dlext_20110402_1020_1146.csv | F:\UPOD\Cell_DLE\CSV_files_raw_nieuwe_structuur\2011\sap1_93\m04 | F:\UPOD\Cell_DLE\CSV_files_raw_nieuwe_structuur\2011\sap1_93\m04\42193az_dlext_20110402_1020_1146.csv | 127
v4 | Full | 3 | 42193az_dlext_20110403_1147_1223.csv | F:\UPOD\Cell_DLE\CSV_files_raw_nieuwe_structuur\2011\sap1_93\m04 | F:\UPOD\Cell_DLE\CSV_files_raw_nieuwe_structuur\2011\sap1_93\m04\42193az_dlext_20110403_1147_1223.csv | 77
v4 | Full | 3 | 42193az_dlext_20110404_1224_1624.csv | F:\UPOD\Cell_DLE\CSV_files_raw_nieuwe_structuur\2011\sap1_93\m04 | F:\UPOD\Cell_DLE\CSV_files_raw_nieuwe_structuur\2011\sap1_93\m04\42193az_dlext_20110404_1224_1624.csv | 401
v4 | Full | 3 | 42193az_dlext_20110405_1625_1984.csv | F:\UPOD\Cell_DLE\CSV_files_raw_nieuwe_structuur\2011\sap1_93\m04 | F:\UPOD\Cell_DLE\CSV_files_raw_nieuwe_structuur\2011\sap1_93\m04\42193az_dlext_20110405_1625_1984.csv | 360
v4 | Full | 3 | 42193az_dlext_20110406_1985_2157.csv | F:\UPOD\Cell_DLE\CSV_files_raw_nieuwe_structuur\2011\sap1_93\m04 | F:\UPOD\Cell_DLE\CSV_files_raw_nieuwe_structuur\2011\sap1_93\m04\42193az_dlext_20110406_1985_2157.csv | 173
v4 | Full | 3 | 42193az_dlext_20110407_2158_2477.csv | F:\UPOD\Cell_DLE\CSV_files_raw_nieuwe_structuur\2011\sap1_93\m04 | F:\UPOD\Cell_DLE\CSV_files_raw_nieuwe_structuur\2011\sap1_93\m04\42193az_dlext_20110407_2158_2477.csv | 320
v4 | Full | 3 | 42193az_dlext_20110408_2478_2771.csv | F:\UPOD\Cell_DLE\CSV_files_raw_nieuwe_structuur\2011\sap1_93\m04 | F:\UPOD\Cell_DLE\CSV_files_raw_nieuwe_structuur\2011\sap1_93\m04\42193az_dlext_20110408_2478_2771.csv | 294
v4 | Full | 3 | 42193az_dlext_20110409_2772_2824.csv | F:\UPOD\Cell_DLE\CSV_files_raw_nieuwe_structuur\2011\sap1_93\m04 | F:\UPOD\Cell_DLE\CSV_files_raw_nieuwe_structuur\2011\sap1_93\m04\42193az_dlext_20110409_2772_2824.csv | 53
v4 | Full | 3 | 42193az_dlext_20110410_2825_2902.csv | F:\UPOD\Cell_DLE\CSV_files_raw_nieuwe_structuur\2011\sap1_93\m04 | F:\UPOD\Cell_DLE\CSV_files_raw_nieuwe_structuur\2011\sap1_93\m04\42193az_dlext_20110410_2825_2902.csv | 78
v4 | Full | 3 | 42193az_dlext_20110411_2903_3305.csv | F:\UPOD\Cell_DLE\CSV_files_raw_nieuwe_structuur\2011\sap1_93\m04 | F:\UPOD\Cell_DLE\CSV_files_raw_nieuwe_structuur\2011\sap1_93\m04\42193az_dlext_20110411_2903_3305.csv | 403
v4 | Full | 3 | 42193az_dlext_20110412_3306_3644.csv | F:\UPOD\Cell_DLE\CSV_files_raw_nieuwe_structuur\2011\sap1_93\m04 | F:\UPOD\Cell_DLE\CSV_files_raw_nieuwe_structuur\2011\sap1_93\m04\42193az_dlext_20110412_3306_3644.csv | 339
v4 | Full | 3 | 42193az_dlext_20110413_3645_3971.csv | F:\UPOD\Cell_DLE\CSV_files_raw_nieuwe_structuur\2011\sap1_93\m04 | F:\UPOD\Cell_DLE\CSV_files_raw_nieuwe_structuur\2011\sap1_93\m04\42193az_dlext_20110413_3645_3971.csv | 327
v4 | Full | 3 | 42193az_dlext_20110414_3972_4304.csv | F:\UPOD\Cell_DLE\CSV_files_raw_nieuwe_structuur\2011\sap1_93\m04 | F:\UPOD\Cell_DLE\CSV_files_raw_nieuwe_structuur\2011\sap1_93\m04\42193az_dlext_20110414_3972_4304.csv | 333
v4 | Full | 3 | 42193az_dlext_20110415_4305_4643.csv | F:\UPOD\Cell_DLE\CSV_files_raw_nieuwe_structuur\2011\sap1_93\m04 | F:\UPOD\Cell_DLE\CSV_files_raw_nieuwe_structuur\2011\sap1_93\m04\42193az_dlext_20110415_4305_4643.csv | 339
v4 | Full | 3 | 42193az_dlext_20110416_4644_4747.csv | F:\UPOD\Cell_DLE\CSV_files_raw_nieuwe_structuur\2011\sap1_93\m04 | F:\UPOD\Cell_DLE\CSV_files_raw_nieuwe_structuur\2011\sap1_93\m04\42193az_dlext_20110416_4644_4747.csv | 104
v4 | Full | 3 | 42193az_dlext_20110417_4748_4848.csv | F:\UPOD\Cell_DLE\CSV_files_raw_nieuwe_structuur\2011\sap1_93\m04 | F:\UPOD\Cell_DLE\CSV_files_raw_nieuwe_structuur\2011\sap1_93\m04\42193az_dlext_20110417_4748_4848.csv | 101
v4 | Full | 3 | 42193az_dlext_20110418_4849_5245.csv | F:\UPOD\Cell_DLE\CSV_files_raw_nieuwe_structuur\2011\sap1_93\m04 | F:\UPOD\Cell_DLE\CSV_files_raw_nieuwe_structuur\2011\sap1_93\m04\42193az_dlext_20110418_4849_5245.csv | 397
v4 | Full | 3 | 42193az_dlext_20110419_5246_5539.csv | F:\UPOD\Cell_DLE\CSV_files_raw_nieuwe_structuur\2011\sap1_93\m04 | F:\UPOD\Cell_DLE\CSV_files_raw_nieuwe_structuur\2011\sap1_93\m04\42193az_dlext_20110419_5246_5539.csv | 294
v4 | Full | 3 | 42193az_dlext_20110420_5540_5852.csv | F:\UPOD\Cell_DLE\CSV_files_raw_nieuwe_structuur\2011\sap1_93\m04 | F:\UPOD\Cell_DLE\CSV_files_raw_nieuwe_structuur\2011\sap1_93\m04\42193az_dlext_20110420_5540_5852.csv | 313
v4 | Full | 3 | 42193az_dlext_20110421_5853_6215.csv | F:\UPOD\Cell_DLE\CSV_files_raw_nieuwe_structuur\2011\sap1_93\m04 | F:\UPOD\Cell_DLE\CSV_files_raw_nieuwe_structuur\2011\sap1_93\m04\42193az_dlext_20110421_5853_6215.csv | 363
v4 | Full | 3 | 42193az_dlext_20110422_6216_6307.csv | F:\UPOD\Cell_DLE\CSV_files_raw_nieuwe_structuur\2011\sap1_93\m04 | F:\UPOD\Cell_DLE\CSV_files_raw_nieuwe_structuur\2011\sap1_93\m04\42193az_dlext_20110422_6216_6307.csv | 92
v4 | Full | 3 | 42193az_dlext_20110423_6308_6412.csv | F:\UPOD\Cell_DLE\CSV_files_raw_nieuwe_structuur\2011\sap1_93\m04 | F:\UPOD\Cell_DLE\CSV_files_raw_nieuwe_structuur\2011\sap1_93\m04\42193az_dlext_20110423_6308_6412.csv | 105
v4 | Full | 3 | 42193az_dlext_20110424_6413_6540.csv | F:\UPOD\Cell_DLE\CSV_files_raw_nieuwe_structuur\2011\sap1_93\m04 | F:\UPOD\Cell_DLE\CSV_files_raw_nieuwe_structuur\2011\sap1_93\m04\42193az_dlext_20110424_6413_6540.csv | 128
v4 | Full | 3 | 42193az_dlext_20110425_6541_6639.csv | F:\UPOD\Cell_DLE\CSV_files_raw_nieuwe_structuur\2011\sap1_93\m04 | F:\UPOD\Cell_DLE\CSV_files_raw_nieuwe_structuur\2011\sap1_93\m04\42193az_dlext_20110425_6541_6639.csv | 99
v4 | Full | 3 | 42193az_dlext_20110426_6640_7041.csv | F:\UPOD\Cell_DLE\CSV_files_raw_nieuwe_structuur\2011\sap1_93\m04 | F:\UPOD\Cell_DLE\CSV_files_raw_nieuwe_structuur\2011\sap1_93\m04\42193az_dlext_20110426_6640_7041.csv | 402
v4 | Full | 3 | 42193az_dlext_20110427_7042_7310.csv | F:\UPOD\Cell_DLE\CSV_files_raw_nieuwe_structuur\2011\sap1_93\m04 | F:\UPOD\Cell_DLE\CSV_files_raw_nieuwe_structuur\2011\sap1_93\m04\42193az_dlext_20110427_7042_7310.csv | 269
v4 | Full | 3 | 42193az_dlext_20110428_7311_7681.csv | F:\UPOD\Cell_DLE\CSV_files_raw_nieuwe_structuur\2011\sap1_93\m04 | F:\UPOD\Cell_DLE\CSV_files_raw_nieuwe_structuur\2011\sap1_93\m04\42193az_dlext_20110428_7311_7681.csv | 371
v4 | Full | 3 | 42193az_dlext_20110429_7682_7913.csv | F:\UPOD\Cell_DLE\CSV_files_raw_nieuwe_structuur\2011\sap1_93\m04 | F:\UPOD\Cell_DLE\CSV_files_raw_nieuwe_structuur\2011\sap1_93\m04\42193az_dlext_20110429_7682_7913.csv | 232
v4 | Full | 3 | 42193az_dlext_20110430_7914_8000.csv | F:\UPOD\Cell_DLE\CSV_files_raw_nieuwe_structuur\2011\sap1_93\m04 | F:\UPOD\Cell_DLE\CSV_files_raw_nieuwe_structuur\2011\sap1_93\m04\42193az_dlext_20110430_7914_8000.csv | 87
v4 | Full | 3 | 42193az_dlext_20110501_8001_8099.csv | F:\UPOD\Cell_DLE\CSV_files_raw_nieuwe_structuur\2011\sap1_93\m05 | F:\UPOD\Cell_DLE\CSV_files_raw_nieuwe_structuur\2011\sap1_93\m05\42193az_dlext_20110501_8001_8099.csv | 99
v4 | Full | 3 | 42193az_dlext_20110502_8100_8434.csv | F:\UPOD\Cell_DLE\CSV_files_raw_nieuwe_structuur\2011\sap1_93\m05 | F:\UPOD\Cell_DLE\CSV_files_raw_nieuwe_structuur\2011\sap1_93\m05\42193az_dlext_20110502_8100_8434.csv | 335
v4 | Full | 3 | 42193az_dlext_20110503_8435_8719.csv | F:\UPOD\Cell_DLE\CSV_files_raw_nieuwe_structuur\2011\sap1_93\m05 | F:\UPOD\Cell_DLE\CSV_files_raw_nieuwe_structuur\2011\sap1_93\m05\42193az_dlext_20110503_8435_8719.csv | 285
v4 | Full | 3 | 42193az_dlext_20110504_8720_9083.csv | F:\UPOD\Cell_DLE\CSV_files_raw_nieuwe_structuur\2011\sap1_93\m05 | F:\UPOD\Cell_DLE\CSV_files_raw_nieuwe_structuur\2011\sap1_93\m05\42193az_dlext_20110504_8720_9083.csv | 364
v4 | Full | 3 | 42193az_dlext_20110505_9084_9381.csv | F:\UPOD\Cell_DLE\CSV_files_raw_nieuwe_structuur\2011\sap1_93\m05 | F:\UPOD\Cell_DLE\CSV_files_raw_nieuwe_structuur\2011\sap1_93\m05\42193az_dlext_20110505_9084_9381.csv | 298
v4 | Full | 3 | 42193az_dlext_20110506_9382_9696.csv | F:\UPOD\Cell_DLE\CSV_files_raw_nieuwe_structuur\2011\sap1_93\m05 | F:\UPOD\Cell_DLE\CSV_files_raw_nieuwe_structuur\2011\sap1_93\m05\42193az_dlext_20110506_9382_9696.csv | 315
v4 | Full | 3 | 42193az_dlext_20110507_9697_9780.csv | F:\UPOD\Cell_DLE\CSV_files_raw_nieuwe_structuur\2011\sap1_93\m05 | F:\UPOD\Cell_DLE\CSV_files_raw_nieuwe_structuur\2011\sap1_93\m05\42193az_dlext_20110507_9697_9780.csv | 84
v4 | Full | 3 | 42193az_dlext_20110508_9781_9850.csv | F:\UPOD\Cell_DLE\CSV_files_raw_nieuwe_structuur\2011\sap1_93\m05 | F:\UPOD\Cell_DLE\CSV_files_raw_nieuwe_structuur\2011\sap1_93\m05\42193az_dlext_20110508_9781_9850.csv | 70
v4 | Full | 3 | 42193az_dlext_20110509_9851_0199.csv | F:\UPOD\Cell_DLE\CSV_files_raw_nieuwe_structuur\2011\sap1_93\m05 | F:\UPOD\Cell_DLE\CSV_files_raw_nieuwe_structuur\2011\sap1_93\m05\42193az_dlext_20110509_9851_0199.csv | 349
v4 | Full | 3 | 42193az_dlext_20110510_0200_0511.csv | F:\UPOD\Cell_DLE\CSV_files_raw_nieuwe_structuur\2011\sap1_93\m05 | F:\UPOD\Cell_DLE\CSV_files_raw_nieuwe_structuur\2011\sap1_93\m05\42193az_dlext_20110510_0200_0511.csv | 312
v4 | Full | 3 | 42193az_dlext_20110511_0512_0870.csv | F:\UPOD\Cell_DLE\CSV_files_raw_nieuwe_structuur\2011\sap1_93\m05 | F:\UPOD\Cell_DLE\CSV_files_raw_nieuwe_structuur\2011\sap1_93\m05\42193az_dlext_20110511_0512_0870.csv | 359
v4 | Full | 3 | 42193az_dlext_20110512_0871_1289.csv | F:\UPOD\Cell_DLE\CSV_files_raw_nieuwe_structuur\2011\sap1_93\m05 | F:\UPOD\Cell_DLE\CSV_files_raw_nieuwe_structuur\2011\sap1_93\m05\42193az_dlext_20110512_0871_1289.csv | 419
v4 | Full | 3 | 42193az_dlext_20110513_1290_1609.csv | F:\UPOD\Cell_DLE\CSV_files_raw_nieuwe_structuur\2011\sap1_93\m05 | F:\UPOD\Cell_DLE\CSV_files_raw_nieuwe_structuur\2011\sap1_93\m05\42193az_dlext_20110513_1290_1609.csv | 320
v4 | Full | 3 | 42193az_dlext_20110514_1610_1704.csv | F:\UPOD\Cell_DLE\CSV_files_raw_nieuwe_structuur\2011\sap1_93\m05 | F:\UPOD\Cell_DLE\CSV_files_raw_nieuwe_structuur\2011\sap1_93\m05\42193az_dlext_20110514_1610_1704.csv | 95
v4 | Full | 3 | 42193az_dlext_20110515_1705_1787.csv | F:\UPOD\Cell_DLE\CSV_files_raw_nieuwe_structuur\2011\sap1_93\m05 | F:\UPOD\Cell_DLE\CSV_files_raw_nieuwe_structuur\2011\sap1_93\m05\42193az_dlext_20110515_1705_1787.csv | 83
v4 | Full | 3 | 42193az_dlext_20110516_1788_2174.csv | F:\UPOD\Cell_DLE\CSV_files_raw_nieuwe_structuur\2011\sap1_93\m05 | F:\UPOD\Cell_DLE\CSV_files_raw_nieuwe_structuur\2011\sap1_93\m05\42193az_dlext_20110516_1788_2174.csv | 387
v4 | Full | 3 | 42193az_dlext_20110517_2175_2614.csv | F:\UPOD\Cell_DLE\CSV_files_raw_nieuwe_structuur\2011\sap1_93\m05 | F:\UPOD\Cell_DLE\CSV_files_raw_nieuwe_structuur\2011\sap1_93\m05\42193az_dlext_20110517_2175_2614.csv | 440
v4 | Full | 3 | 42193az_dlext_20110518_2615_3017.csv | F:\UPOD\Cell_DLE\CSV_files_raw_nieuwe_structuur\2011\sap1_93\m05 | F:\UPOD\Cell_DLE\CSV_files_raw_nieuwe_structuur\2011\sap1_93\m05\42193az_dlext_20110518_2615_3017.csv | 403
v4 | Full | 3 | 42193az_dlext_20110519_3018_3274.csv | F:\UPOD\Cell_DLE\CSV_files_raw_nieuwe_structuur\2011\sap1_93\m05 | F:\UPOD\Cell_DLE\CSV_files_raw_nieuwe_structuur\2011\sap1_93\m05\42193az_dlext_20110519_3018_3274.csv | 257
v4 | Full | 3 | 42193az_dlext_20110520_3275_3593.csv | F:\UPOD\Cell_DLE\CSV_files_raw_nieuwe_structuur\2011\sap1_93\m05 | F:\UPOD\Cell_DLE\CSV_files_raw_nieuwe_structuur\2011\sap1_93\m05\42193az_dlext_20110520_3275_3593.csv | 319
v4 | Full | 3 | 42193az_dlext_20110521_3594_3743.csv | F:\UPOD\Cell_DLE\CSV_files_raw_nieuwe_structuur\2011\sap1_93\m05 | F:\UPOD\Cell_DLE\CSV_files_raw_nieuwe_structuur\2011\sap1_93\m05\42193az_dlext_20110521_3594_3743.csv | 150
v4 | Full | 3 | 42193az_dlext_20110522_3744_3874.csv | F:\UPOD\Cell_DLE\CSV_files_raw_nieuwe_structuur\2011\sap1_93\m05 | F:\UPOD\Cell_DLE\CSV_files_raw_nieuwe_structuur\2011\sap1_93\m05\42193az_dlext_20110522_3744_3874.csv | 131
v4 | Full | 3 | 42193az_dlext_20110523_3875_4362.csv | F:\UPOD\Cell_DLE\CSV_files_raw_nieuwe_structuur\2011\sap1_93\m05 | F:\UPOD\Cell_DLE\CSV_files_raw_nieuwe_structuur\2011\sap1_93\m05\42193az_dlext_20110523_3875_4362.csv | 488
v4 | Full | 3 | 42193az_dlext_20110524_4363_4700.csv | F:\UPOD\Cell_DLE\CSV_files_raw_nieuwe_structuur\2011\sap1_93\m05 | F:\UPOD\Cell_DLE\CSV_files_raw_nieuwe_structuur\2011\sap1_93\m05\42193az_dlext_20110524_4363_4700.csv | 338
v4 | Full | 3 | 42193az_dlext_20110525_4701_4999.csv | F:\UPOD\Cell_DLE\CSV_files_raw_nieuwe_structuur\2011\sap1_93\m05 | F:\UPOD\Cell_DLE\CSV_files_raw_nieuwe_structuur\2011\sap1_93\m05\42193az_dlext_20110525_4701_4999.csv | 299
v4 | Full | 3 | 42193az_dlext_20110526_5000_5317.csv | F:\UPOD\Cell_DLE\CSV_files_raw_nieuwe_structuur\2011\sap1_93\m05 | F:\UPOD\Cell_DLE\CSV_files_raw_nieuwe_structuur\2011\sap1_93\m05\42193az_dlext_20110526_5000_5317.csv | 318
v4 | Full | 3 | 42193az_dlext_20110527_5318_5616.csv | F:\UPOD\Cell_DLE\CSV_files_raw_nieuwe_structuur\2011\sap1_93\m05 | F:\UPOD\Cell_DLE\CSV_files_raw_nieuwe_structuur\2011\sap1_93\m05\42193az_dlext_20110527_5318_5616.csv | 299
v4 | Full | 3 | 42193az_dlext_20110528_5617_5693.csv | F:\UPOD\Cell_DLE\CSV_files_raw_nieuwe_structuur\2011\sap1_93\m05 | F:\UPOD\Cell_DLE\CSV_files_raw_nieuwe_structuur\2011\sap1_93\m05\42193az_dlext_20110528_5617_5693.csv | 77
v4 | Full | 3 | 42193az_dlext_20110529_5694_5754.csv | F:\UPOD\Cell_DLE\CSV_files_raw_nieuwe_structuur\2011\sap1_93\m05 | F:\UPOD\Cell_DLE\CSV_files_raw_nieuwe_structuur\2011\sap1_93\m05\42193az_dlext_20110529_5694_5754.csv | 61
v4 | Full | 3 | 42193az_dlext_20110530_5755_6109.csv | F:\UPOD\Cell_DLE\CSV_files_raw_nieuwe_structuur\2011\sap1_93\m05 | F:\UPOD\Cell_DLE\CSV_files_raw_nieuwe_structuur\2011\sap1_93\m05\42193az_dlext_20110530_5755_6109.csv | 355
v4 | Full | 3 | 42193az_dlext_20110531_6110_6492.csv | F:\UPOD\Cell_DLE\CSV_files_raw_nieuwe_structuur\2011\sap1_93\m05 | F:\UPOD\Cell_DLE\CSV_files_raw_nieuwe_structuur\2011\sap1_93\m05\42193az_dlext_20110531_6110_6492.csv | 383
v4 | Full | 3 | 42193az_dlext_20110601_6493_6841.csv | F:\UPOD\Cell_DLE\CSV_files_raw_nieuwe_structuur\2011\sap1_93\m06 | F:\UPOD\Cell_DLE\CSV_files_raw_nieuwe_structuur\2011\sap1_93\m06\42193az_dlext_20110601_6493_6841.csv | 349
v4 | Full | 3 | 42193az_dlext_20110602_6842_6970.csv | F:\UPOD\Cell_DLE\CSV_files_raw_nieuwe_structuur\2011\sap1_93\m06 | F:\UPOD\Cell_DLE\CSV_files_raw_nieuwe_structuur\2011\sap1_93\m06\42193az_dlext_20110602_6842_6970.csv | 129
v4 | Full | 3 | 42193az_dlext_20110603_6971_7048.csv | F:\UPOD\Cell_DLE\CSV_files_raw_nieuwe_structuur\2011\sap1_93\m06 | F:\UPOD\Cell_DLE\CSV_files_raw_nieuwe_structuur\2011\sap1_93\m06\42193az_dlext_20110603_6971_7048.csv | 78
v4 | Full | 3 | 42193az_dlext_20110604_7049_7131.csv | F:\UPOD\Cell_DLE\CSV_files_raw_nieuwe_structuur\2011\sap1_93\m06 | F:\UPOD\Cell_DLE\CSV_files_raw_nieuwe_structuur\2011\sap1_93\m06\42193az_dlext_20110604_7049_7131.csv | 83
v4 | Full | 3 | 42193az_dlext_20110605_7132_7258.csv | F:\UPOD\Cell_DLE\CSV_files_raw_nieuwe_structuur\2011\sap1_93\m06 | F:\UPOD\Cell_DLE\CSV_files_raw_nieuwe_structuur\2011\sap1_93\m06\42193az_dlext_20110605_7132_7258.csv | 127
v4 | Full | 3 | 42193az_dlext_20110606_7259_7627.csv | F:\UPOD\Cell_DLE\CSV_files_raw_nieuwe_structuur\2011\sap1_93\m06 | F:\UPOD\Cell_DLE\CSV_files_raw_nieuwe_structuur\2011\sap1_93\m06\42193az_dlext_20110606_7259_7627.csv | 369
v4 | Full | 3 | 42193az_dlext_20110607_7628_7919.csv | F:\UPOD\Cell_DLE\CSV_files_raw_nieuwe_structuur\2011\sap1_93\m06 | F:\UPOD\Cell_DLE\CSV_files_raw_nieuwe_structuur\2011\sap1_93\m06\42193az_dlext_20110607_7628_7919.csv | 292
v4 | Full | 3 | 42193az_dlext_20110608_7920_8245.csv | F:\UPOD\Cell_DLE\CSV_files_raw_nieuwe_structuur\2011\sap1_93\m06 | F:\UPOD\Cell_DLE\CSV_files_raw_nieuwe_structuur\2011\sap1_93\m06\42193az_dlext_20110608_7920_8245.csv | 326
v4 | Full | 3 | 42193az_dlext_20110609_8246_8520.csv | F:\UPOD\Cell_DLE\CSV_files_raw_nieuwe_structuur\2011\sap1_93\m06 | F:\UPOD\Cell_DLE\CSV_files_raw_nieuwe_structuur\2011\sap1_93\m06\42193az_dlext_20110609_8246_8520.csv | 275
v4 | Full | 3 | 42193az_dlext_20110610_8521_8771.csv | F:\UPOD\Cell_DLE\CSV_files_raw_nieuwe_structuur\2011\sap1_93\m06 | F:\UPOD\Cell_DLE\CSV_files_raw_nieuwe_structuur\2011\sap1_93\m06\42193az_dlext_20110610_8521_8771.csv | 251
v4 | Full | 3 | 42193az_dlext_20110611_8772_8902.csv | F:\UPOD\Cell_DLE\CSV_files_raw_nieuwe_structuur\2011\sap1_93\m06 | F:\UPOD\Cell_DLE\CSV_files_raw_nieuwe_structuur\2011\sap1_93\m06\42193az_dlext_20110611_8772_8902.csv | 131
v4 | Full | 3 | 42193az_dlext_20110612_8903_8989.csv | F:\UPOD\Cell_DLE\CSV_files_raw_nieuwe_structuur\2011\sap1_93\m06 | F:\UPOD\Cell_DLE\CSV_files_raw_nieuwe_structuur\2011\sap1_93\m06\42193az_dlext_20110612_8903_8989.csv | 87
v4 | Full | 3 | 42193az_dlext_20110613_8990_9109.csv | F:\UPOD\Cell_DLE\CSV_files_raw_nieuwe_structuur\2011\sap1_93\m06 | F:\UPOD\Cell_DLE\CSV_files_raw_nieuwe_structuur\2011\sap1_93\m06\42193az_dlext_20110613_8990_9109.csv | 120
v4 | Full | 3 | 42193az_dlext_20110614_9110_9410.csv | F:\UPOD\Cell_DLE\CSV_files_raw_nieuwe_structuur\2011\sap1_93\m06 | F:\UPOD\Cell_DLE\CSV_files_raw_nieuwe_structuur\2011\sap1_93\m06\42193az_dlext_20110614_9110_9410.csv | 301
v4 | Full | 3 | 42193az_dlext_20110615_9411_9717.csv | F:\UPOD\Cell_DLE\CSV_files_raw_nieuwe_structuur\2011\sap1_93\m06 | F:\UPOD\Cell_DLE\CSV_files_raw_nieuwe_structuur\2011\sap1_93\m06\42193az_dlext_20110615_9411_9717.csv | 307
v4 | Full | 3 | 42193az_dlext_20110616_9718_0049.csv | F:\UPOD\Cell_DLE\CSV_files_raw_nieuwe_structuur\2011\sap1_93\m06 | F:\UPOD\Cell_DLE\CSV_files_raw_nieuwe_structuur\2011\sap1_93\m06\42193az_dlext_20110616_9718_0049.csv | 332
v4 | Full | 3 | 42193az_dlext_20110617_0050_0399.csv | F:\UPOD\Cell_DLE\CSV_files_raw_nieuwe_structuur\2011\sap1_93\m06 | F:\UPOD\Cell_DLE\CSV_files_raw_nieuwe_structuur\2011\sap1_93\m06\42193az_dlext_20110617_0050_0399.csv | 350
v4 | Full | 3 | 42193az_dlext_20110618_0400_0516.csv | F:\UPOD\Cell_DLE\CSV_files_raw_nieuwe_structuur\2011\sap1_93\m06 | F:\UPOD\Cell_DLE\CSV_files_raw_nieuwe_structuur\2011\sap1_93\m06\42193az_dlext_20110618_0400_0516.csv | 117
v4 | Full | 3 | 42193az_dlext_20110619_0517_0612.csv | F:\UPOD\Cell_DLE\CSV_files_raw_nieuwe_structuur\2011\sap1_93\m06 | F:\UPOD\Cell_DLE\CSV_files_raw_nieuwe_structuur\2011\sap1_93\m06\42193az_dlext_20110619_0517_0612.csv | 96
v4 | Full | 3 | 42193az_dlext_20110620_0613_0924.csv | F:\UPOD\Cell_DLE\CSV_files_raw_nieuwe_structuur\2011\sap1_93\m06 | F:\UPOD\Cell_DLE\CSV_files_raw_nieuwe_structuur\2011\sap1_93\m06\42193az_dlext_20110620_0613_0924.csv | 312
v4 | Full | 3 | 42193az_dlext_20110621_0925_1217.csv | F:\UPOD\Cell_DLE\CSV_files_raw_nieuwe_structuur\2011\sap1_93\m06 | F:\UPOD\Cell_DLE\CSV_files_raw_nieuwe_structuur\2011\sap1_93\m06\42193az_dlext_20110621_0925_1217.csv | 293
v4 | Full | 3 | 42193az_dlext_20110622_1218_1517.csv | F:\UPOD\Cell_DLE\CSV_files_raw_nieuwe_structuur\2011\sap1_93\m06 | F:\UPOD\Cell_DLE\CSV_files_raw_nieuwe_structuur\2011\sap1_93\m06\42193az_dlext_20110622_1218_1517.csv | 300
v4 | Full | 3 | 42193az_dlext_20110623_1518_1893.csv | F:\UPOD\Cell_DLE\CSV_files_raw_nieuwe_structuur\2011\sap1_93\m06 | F:\UPOD\Cell_DLE\CSV_files_raw_nieuwe_structuur\2011\sap1_93\m06\42193az_dlext_20110623_1518_1893.csv | 376
v4 | Full | 3 | 42193az_dlext_20110624_1894_2164.csv | F:\UPOD\Cell_DLE\CSV_files_raw_nieuwe_structuur\2011\sap1_93\m06 | F:\UPOD\Cell_DLE\CSV_files_raw_nieuwe_structuur\2011\sap1_93\m06\42193az_dlext_20110624_1894_2164.csv | 271
v4 | Full | 3 | 42193az_dlext_20110625_2165_2242.csv | F:\UPOD\Cell_DLE\CSV_files_raw_nieuwe_structuur\2011\sap1_93\m06 | F:\UPOD\Cell_DLE\CSV_files_raw_nieuwe_structuur\2011\sap1_93\m06\42193az_dlext_20110625_2165_2242.csv | 78
v4 | Full | 3 | 42193az_dlext_20110626_2243_2301.csv | F:\UPOD\Cell_DLE\CSV_files_raw_nieuwe_structuur\2011\sap1_93\m06 | F:\UPOD\Cell_DLE\CSV_files_raw_nieuwe_structuur\2011\sap1_93\m06\42193az_dlext_20110626_2243_2301.csv | 59
v4 | Full | 3 | 42193az_dlext_20110627_2302_2656.csv | F:\UPOD\Cell_DLE\CSV_files_raw_nieuwe_structuur\2011\sap1_93\m06 | F:\UPOD\Cell_DLE\CSV_files_raw_nieuwe_structuur\2011\sap1_93\m06\42193az_dlext_20110627_2302_2656.csv | 355
v4 | Full | 3 | 42193az_dlext_20110628_2657_2919.csv | F:\UPOD\Cell_DLE\CSV_files_raw_nieuwe_structuur\2011\sap1_93\m06 | F:\UPOD\Cell_DLE\CSV_files_raw_nieuwe_structuur\2011\sap1_93\m06\42193az_dlext_20110628_2657_2919.csv | 263
v4 | Full | 3 | 42193az_dlext_20110629_2920_3134.csv | F:\UPOD\Cell_DLE\CSV_files_raw_nieuwe_structuur\2011\sap1_93\m06 | F:\UPOD\Cell_DLE\CSV_files_raw_nieuwe_structuur\2011\sap1_93\m06\42193az_dlext_20110629_2920_3134.csv | 215
v4 | Full | 3 | 42193az_dlext_20110630_3135_3475.csv | F:\UPOD\Cell_DLE\CSV_files_raw_nieuwe_structuur\2011\sap1_93\m06 | F:\UPOD\Cell_DLE\CSV_files_raw_nieuwe_structuur\2011\sap1_93\m06\42193az_dlext_20110630_3135_3475.csv | 341
v4 | Full | 3 | 42193az_dlext_20110701_3476_3769.csv | F:\UPOD\Cell_DLE\CSV_files_raw_nieuwe_structuur\2011\sap1_93\m07 | F:\UPOD\Cell_DLE\CSV_files_raw_nieuwe_structuur\2011\sap1_93\m07\42193az_dlext_20110701_3476_3769.csv | 294
v4 | Full | 3 | 42193az_dlext_20110702_3770_3870.csv | F:\UPOD\Cell_DLE\CSV_files_raw_nieuwe_structuur\2011\sap1_93\m07 | F:\UPOD\Cell_DLE\CSV_files_raw_nieuwe_structuur\2011\sap1_93\m07\42193az_dlext_20110702_3770_3870.csv | 101
v4 | Full | 3 | 42193az_dlext_20110703_3871_3942.csv | F:\UPOD\Cell_DLE\CSV_files_raw_nieuwe_structuur\2011\sap1_93\m07 | F:\UPOD\Cell_DLE\CSV_files_raw_nieuwe_structuur\2011\sap1_93\m07\42193az_dlext_20110703_3871_3942.csv | 72
v4 | Full | 3 | 42193az_dlext_20110704_3943_4249.csv | F:\UPOD\Cell_DLE\CSV_files_raw_nieuwe_structuur\2011\sap1_93\m07 | F:\UPOD\Cell_DLE\CSV_files_raw_nieuwe_structuur\2011\sap1_93\m07\42193az_dlext_20110704_3943_4249.csv | 307
v4 | Full | 3 | 42193az_dlext_20110705_4250_4666.csv | F:\UPOD\Cell_DLE\CSV_files_raw_nieuwe_structuur\2011\sap1_93\m07 | F:\UPOD\Cell_DLE\CSV_files_raw_nieuwe_structuur\2011\sap1_93\m07\42193az_dlext_20110705_4250_4666.csv | 417
v4 | Full | 3 | 42193az_dlext_20110706_4667_4917.csv | F:\UPOD\Cell_DLE\CSV_files_raw_nieuwe_structuur\2011\sap1_93\m07 | F:\UPOD\Cell_DLE\CSV_files_raw_nieuwe_structuur\2011\sap1_93\m07\42193az_dlext_20110706_4667_4917.csv | 251
v4 | Full | 3 | 42193az_dlext_20110707_4918_5259.csv | F:\UPOD\Cell_DLE\CSV_files_raw_nieuwe_structuur\2011\sap1_93\m07 | F:\UPOD\Cell_DLE\CSV_files_raw_nieuwe_structuur\2011\sap1_93\m07\42193az_dlext_20110707_4918_5259.csv | 342
v4 | Full | 3 | 42193az_dlext_20110708_5260_5554.csv | F:\UPOD\Cell_DLE\CSV_files_raw_nieuwe_structuur\2011\sap1_93\m07 | F:\UPOD\Cell_DLE\CSV_files_raw_nieuwe_structuur\2011\sap1_93\m07\42193az_dlext_20110708_5260_5554.csv | 295
v4 | Full | 3 | 42193az_dlext_20110709_5555_5656.csv | F:\UPOD\Cell_DLE\CSV_files_raw_nieuwe_structuur\2011\sap1_93\m07 | F:\UPOD\Cell_DLE\CSV_files_raw_nieuwe_structuur\2011\sap1_93\m07\42193az_dlext_20110709_5555_5656.csv | 102
v4 | Full | 3 | 42193az_dlext_20110710_5657_5738.csv | F:\UPOD\Cell_DLE\CSV_files_raw_nieuwe_structuur\2011\sap1_93\m07 | F:\UPOD\Cell_DLE\CSV_files_raw_nieuwe_structuur\2011\sap1_93\m07\42193az_dlext_20110710_5657_5738.csv | 82
v4 | Full | 3 | 42193az_dlext_20110711_5739_6111.csv | F:\UPOD\Cell_DLE\CSV_files_raw_nieuwe_structuur\2011\sap1_93\m07 | F:\UPOD\Cell_DLE\CSV_files_raw_nieuwe_structuur\2011\sap1_93\m07\42193az_dlext_20110711_5739_6111.csv | 373
v4 | Full | 3 | 42193az_dlext_20110712_6112_6368.csv | F:\UPOD\Cell_DLE\CSV_files_raw_nieuwe_structuur\2011\sap1_93\m07 | F:\UPOD\Cell_DLE\CSV_files_raw_nieuwe_structuur\2011\sap1_93\m07\42193az_dlext_20110712_6112_6368.csv | 257
v4 | Full | 3 | 42193az_dlext_20110713_6369_6660.csv | F:\UPOD\Cell_DLE\CSV_files_raw_nieuwe_structuur\2011\sap1_93\m07 | F:\UPOD\Cell_DLE\CSV_files_raw_nieuwe_structuur\2011\sap1_93\m07\42193az_dlext_20110713_6369_6660.csv | 292
v4 | Full | 3 | 42193az_dlext_20110714_6661_6971.csv | F:\UPOD\Cell_DLE\CSV_files_raw_nieuwe_structuur\2011\sap1_93\m07 | F:\UPOD\Cell_DLE\CSV_files_raw_nieuwe_structuur\2011\sap1_93\m07\42193az_dlext_20110714_6661_6971.csv | 311
v4 | Full | 3 | 42193az_dlext_20110715_6972_7248.csv | F:\UPOD\Cell_DLE\CSV_files_raw_nieuwe_structuur\2011\sap1_93\m07 | F:\UPOD\Cell_DLE\CSV_files_raw_nieuwe_structuur\2011\sap1_93\m07\42193az_dlext_20110715_6972_7248.csv | 277
v4 | Full | 3 | 42193az_dlext_20110716_7249_7356.csv | F:\UPOD\Cell_DLE\CSV_files_raw_nieuwe_structuur\2011\sap1_93\m07 | F:\UPOD\Cell_DLE\CSV_files_raw_nieuwe_structuur\2011\sap1_93\m07\42193az_dlext_20110716_7249_7356.csv | 108
v4 | Full | 3 | 42193az_dlext_20110717_7357_7444.csv | F:\UPOD\Cell_DLE\CSV_files_raw_nieuwe_structuur\2011\sap1_93\m07 | F:\UPOD\Cell_DLE\CSV_files_raw_nieuwe_structuur\2011\sap1_93\m07\42193az_dlext_20110717_7357_7444.csv | 88
v4 | Full | 3 | 42193az_dlext_20110718_7445_7822.csv | F:\UPOD\Cell_DLE\CSV_files_raw_nieuwe_structuur\2011\sap1_93\m07 | F:\UPOD\Cell_DLE\CSV_files_raw_nieuwe_structuur\2011\sap1_93\m07\42193az_dlext_20110718_7445_7822.csv | 378
v4 | Full | 3 | 42193az_dlext_20110719_7823_8166.csv | F:\UPOD\Cell_DLE\CSV_files_raw_nieuwe_structuur\2011\sap1_93\m07 | F:\UPOD\Cell_DLE\CSV_files_raw_nieuwe_structuur\2011\sap1_93\m07\42193az_dlext_20110719_7823_8166.csv | 344
v4 | Full | 3 | 42193az_dlext_20110720_8167_8509.csv | F:\UPOD\Cell_DLE\CSV_files_raw_nieuwe_structuur\2011\sap1_93\m07 | F:\UPOD\Cell_DLE\CSV_files_raw_nieuwe_structuur\2011\sap1_93\m07\42193az_dlext_20110720_8167_8509.csv | 343
v4 | Full | 3 | 42193az_dlext_20110721_8510_8817.csv | F:\UPOD\Cell_DLE\CSV_files_raw_nieuwe_structuur\2011\sap1_93\m07 | F:\UPOD\Cell_DLE\CSV_files_raw_nieuwe_structuur\2011\sap1_93\m07\42193az_dlext_20110721_8510_8817.csv | 308
v4 | Full | 3 | 42193az_dlext_20110722_8818_9135.csv | F:\UPOD\Cell_DLE\CSV_files_raw_nieuwe_structuur\2011\sap1_93\m07 | F:\UPOD\Cell_DLE\CSV_files_raw_nieuwe_structuur\2011\sap1_93\m07\42193az_dlext_20110722_8818_9135.csv | 318
v4 | Full | 3 | 42193az_dlext_20110723_9136_9195.csv | F:\UPOD\Cell_DLE\CSV_files_raw_nieuwe_structuur\2011\sap1_93\m07 | F:\UPOD\Cell_DLE\CSV_files_raw_nieuwe_structuur\2011\sap1_93\m07\42193az_dlext_20110723_9136_9195.csv | 60
v4 | Full | 3 | 42193az_dlext_20110724_9196_9267.csv | F:\UPOD\Cell_DLE\CSV_files_raw_nieuwe_structuur\2011\sap1_93\m07 | F:\UPOD\Cell_DLE\CSV_files_raw_nieuwe_structuur\2011\sap1_93\m07\42193az_dlext_20110724_9196_9267.csv | 72
v4 | Full | 3 | 42193az_dlext_20110725_9268_9495.csv | F:\UPOD\Cell_DLE\CSV_files_raw_nieuwe_structuur\2011\sap1_93\m07 | F:\UPOD\Cell_DLE\CSV_files_raw_nieuwe_structuur\2011\sap1_93\m07\42193az_dlext_20110725_9268_9495.csv | 228
v4 | Full | 3 | 42193az_dlext_20110726_9496_9774.csv | F:\UPOD\Cell_DLE\CSV_files_raw_nieuwe_structuur\2011\sap1_93\m07 | F:\UPOD\Cell_DLE\CSV_files_raw_nieuwe_structuur\2011\sap1_93\m07\42193az_dlext_20110726_9496_9774.csv | 279
v4 | Full | 3 | 42193az_dlext_20110727_9775_0061.csv | F:\UPOD\Cell_DLE\CSV_files_raw_nieuwe_structuur\2011\sap1_93\m07 | F:\UPOD\Cell_DLE\CSV_files_raw_nieuwe_structuur\2011\sap1_93\m07\42193az_dlext_20110727_9775_0061.csv | 287
v4 | Full | 3 | 42193az_dlext_20110728_0062_0395.csv | F:\UPOD\Cell_DLE\CSV_files_raw_nieuwe_structuur\2011\sap1_93\m07 | F:\UPOD\Cell_DLE\CSV_files_raw_nieuwe_structuur\2011\sap1_93\m07\42193az_dlext_20110728_0062_0395.csv | 334
v4 | Full | 3 | 42193az_dlext_20110729_0396_0674.csv | F:\UPOD\Cell_DLE\CSV_files_raw_nieuwe_structuur\2011\sap1_93\m07 | F:\UPOD\Cell_DLE\CSV_files_raw_nieuwe_structuur\2011\sap1_93\m07\42193az_dlext_20110729_0396_0674.csv | 279
v4 | Full | 3 | 42193az_dlext_20110730_0675_0766.csv | F:\UPOD\Cell_DLE\CSV_files_raw_nieuwe_structuur\2011\sap1_93\m07 | F:\UPOD\Cell_DLE\CSV_files_raw_nieuwe_structuur\2011\sap1_93\m07\42193az_dlext_20110730_0675_0766.csv | 92
v4 | Full | 3 | 42193az_dlext_20110731_0767_0825.csv | F:\UPOD\Cell_DLE\CSV_files_raw_nieuwe_structuur\2011\sap1_93\m07 | F:\UPOD\Cell_DLE\CSV_files_raw_nieuwe_structuur\2011\sap1_93\m07\42193az_dlext_20110731_0767_0825.csv | 59
v4 | Full | 3 | 42193az_dlext_20110801_0826_1120.csv | F:\UPOD\Cell_DLE\CSV_files_raw_nieuwe_structuur\2011\sap1_93\m08 | F:\UPOD\Cell_DLE\CSV_files_raw_nieuwe_structuur\2011\sap1_93\m08\42193az_dlext_20110801_0826_1120.csv | 295
v4 | Full | 3 | 42193az_dlext_20110802_1121_1341.csv | F:\UPOD\Cell_DLE\CSV_files_raw_nieuwe_structuur\2011\sap1_93\m08 | F:\UPOD\Cell_DLE\CSV_files_raw_nieuwe_structuur\2011\sap1_93\m08\42193az_dlext_20110802_1121_1341.csv | 221
v4 | Full | 3 | 42193az_dlext_20110803_1342_1616.csv | F:\UPOD\Cell_DLE\CSV_files_raw_nieuwe_structuur\2011\sap1_93\m08 | F:\UPOD\Cell_DLE\CSV_files_raw_nieuwe_structuur\2011\sap1_93\m08\42193az_dlext_20110803_1342_1616.csv | 275
v4 | Full | 3 | 42193az_dlext_20110804_1617_1921.csv | F:\UPOD\Cell_DLE\CSV_files_raw_nieuwe_structuur\2011\sap1_93\m08 | F:\UPOD\Cell_DLE\CSV_files_raw_nieuwe_structuur\2011\sap1_93\m08\42193az_dlext_20110804_1617_1921.csv | 305
v4 | Full | 3 | 42193az_dlext_20110805_1922_2194.csv | F:\UPOD\Cell_DLE\CSV_files_raw_nieuwe_structuur\2011\sap1_93\m08 | F:\UPOD\Cell_DLE\CSV_files_raw_nieuwe_structuur\2011\sap1_93\m08\42193az_dlext_20110805_1922_2194.csv | 273
v4 | Full | 3 | 42193az_dlext_20110806_2195_2271.csv | F:\UPOD\Cell_DLE\CSV_files_raw_nieuwe_structuur\2011\sap1_93\m08 | F:\UPOD\Cell_DLE\CSV_files_raw_nieuwe_structuur\2011\sap1_93\m08\42193az_dlext_20110806_2195_2271.csv | 77
v4 | Full | 3 | 42193az_dlext_20110807_2272_2343.csv | F:\UPOD\Cell_DLE\CSV_files_raw_nieuwe_structuur\2011\sap1_93\m08 | F:\UPOD\Cell_DLE\CSV_files_raw_nieuwe_structuur\2011\sap1_93\m08\42193az_dlext_20110807_2272_2343.csv | 72
v4 | Full | 3 | 42193az_dlext_20110808_2344_2623.csv | F:\UPOD\Cell_DLE\CSV_files_raw_nieuwe_structuur\2011\sap1_93\m08 | F:\UPOD\Cell_DLE\CSV_files_raw_nieuwe_structuur\2011\sap1_93\m08\42193az_dlext_20110808_2344_2623.csv | 280
v4 | Full | 3 | 42193az_dlext_20110809_2624_2890.csv | F:\UPOD\Cell_DLE\CSV_files_raw_nieuwe_structuur\2011\sap1_93\m08 | F:\UPOD\Cell_DLE\CSV_files_raw_nieuwe_structuur\2011\sap1_93\m08\42193az_dlext_20110809_2624_2890.csv | 267
v4 | Full | 3 | 42193az_dlext_20110810_2891_3082.csv | F:\UPOD\Cell_DLE\CSV_files_raw_nieuwe_structuur\2011\sap1_93\m08 | F:\UPOD\Cell_DLE\CSV_files_raw_nieuwe_structuur\2011\sap1_93\m08\42193az_dlext_20110810_2891_3082.csv | 192
v4 | Full | 3 | 42193az_dlext_20110811_3083_3448.csv | F:\UPOD\Cell_DLE\CSV_files_raw_nieuwe_structuur\2011\sap1_93\m08 | F:\UPOD\Cell_DLE\CSV_files_raw_nieuwe_structuur\2011\sap1_93\m08\42193az_dlext_20110811_3083_3448.csv | 366
v4 | Full | 3 | 42193az_dlext_20110812_3449_3682.csv | F:\UPOD\Cell_DLE\CSV_files_raw_nieuwe_structuur\2011\sap1_93\m08 | F:\UPOD\Cell_DLE\CSV_files_raw_nieuwe_structuur\2011\sap1_93\m08\42193az_dlext_20110812_3449_3682.csv | 234
v4 | Full | 3 | 42193az_dlext_20110813_3683_3757.csv | F:\UPOD\Cell_DLE\CSV_files_raw_nieuwe_structuur\2011\sap1_93\m08 | F:\UPOD\Cell_DLE\CSV_files_raw_nieuwe_structuur\2011\sap1_93\m08\42193az_dlext_20110813_3683_3757.csv | 75
v4 | Full | 3 | 42193az_dlext_20110814_3758_3831.csv | F:\UPOD\Cell_DLE\CSV_files_raw_nieuwe_structuur\2011\sap1_93\m08 | F:\UPOD\Cell_DLE\CSV_files_raw_nieuwe_structuur\2011\sap1_93\m08\42193az_dlext_20110814_3758_3831.csv | 74
v4 | Full | 3 | 42193az_dlext_20110815_3832_4139.csv | F:\UPOD\Cell_DLE\CSV_files_raw_nieuwe_structuur\2011\sap1_93\m08 | F:\UPOD\Cell_DLE\CSV_files_raw_nieuwe_structuur\2011\sap1_93\m08\42193az_dlext_20110815_3832_4139.csv | 308
v4 | Full | 3 | 42193az_dlext_20110816_4140_4427.csv | F:\UPOD\Cell_DLE\CSV_files_raw_nieuwe_structuur\2011\sap1_93\m08 | F:\UPOD\Cell_DLE\CSV_files_raw_nieuwe_structuur\2011\sap1_93\m08\42193az_dlext_20110816_4140_4427.csv | 288
v4 | Full | 3 | 42193az_dlext_20110817_4428_4666.csv | F:\UPOD\Cell_DLE\CSV_files_raw_nieuwe_structuur\2011\sap1_93\m08 | F:\UPOD\Cell_DLE\CSV_files_raw_nieuwe_structuur\2011\sap1_93\m08\42193az_dlext_20110817_4428_4666.csv | 239
v4 | Full | 3 | 42193az_dlext_20110818_4667_4828.csv | F:\UPOD\Cell_DLE\CSV_files_raw_nieuwe_structuur\2011\sap1_93\m08 | F:\UPOD\Cell_DLE\CSV_files_raw_nieuwe_structuur\2011\sap1_93\m08\42193az_dlext_20110818_4667_4828.csv | 162
v4 | Full | 3 | 42193az_dlext_20110819_4829_5148.csv | F:\UPOD\Cell_DLE\CSV_files_raw_nieuwe_structuur\2011\sap1_93\m08 | F:\UPOD\Cell_DLE\CSV_files_raw_nieuwe_structuur\2011\sap1_93\m08\42193az_dlext_20110819_4829_5148.csv | 320
v4 | Full | 3 | 42193az_dlext_20110820_5149_5170.csv | F:\UPOD\Cell_DLE\CSV_files_raw_nieuwe_structuur\2011\sap1_93\m08 | F:\UPOD\Cell_DLE\CSV_files_raw_nieuwe_structuur\2011\sap1_93\m08\42193az_dlext_20110820_5149_5170.csv | 22
v4 | Full | 3 | 42193az_dlext_20110821_5171_5223.csv | F:\UPOD\Cell_DLE\CSV_files_raw_nieuwe_structuur\2011\sap1_93\m08 | F:\UPOD\Cell_DLE\CSV_files_raw_nieuwe_structuur\2011\sap1_93\m08\42193az_dlext_20110821_5171_5223.csv | 53
v4 | Full | 3 | 42193az_dlext_20110822_5224_5535.csv | F:\UPOD\Cell_DLE\CSV_files_raw_nieuwe_structuur\2011\sap1_93\m08 | F:\UPOD\Cell_DLE\CSV_files_raw_nieuwe_structuur\2011\sap1_93\m08\42193az_dlext_20110822_5224_5535.csv | 312
v4 | Full | 3 | 42193az_dlext_20110823_5536_5786.csv | F:\UPOD\Cell_DLE\CSV_files_raw_nieuwe_structuur\2011\sap1_93\m08 | F:\UPOD\Cell_DLE\CSV_files_raw_nieuwe_structuur\2011\sap1_93\m08\42193az_dlext_20110823_5536_5786.csv | 251
v4 | Full | 3 | 42193az_dlext_20110824_5787_6134.csv | F:\UPOD\Cell_DLE\CSV_files_raw_nieuwe_structuur\2011\sap1_93\m08 | F:\UPOD\Cell_DLE\CSV_files_raw_nieuwe_structuur\2011\sap1_93\m08\42193az_dlext_20110824_5787_6134.csv | 348
v4 | Full | 3 | 42193az_dlext_20110825_6135_6480.csv | F:\UPOD\Cell_DLE\CSV_files_raw_nieuwe_structuur\2011\sap1_93\m08 | F:\UPOD\Cell_DLE\CSV_files_raw_nieuwe_structuur\2011\sap1_93\m08\42193az_dlext_20110825_6135_6480.csv | 346
v4 | Full | 3 | 42193az_dlext_20110826_6481_6747.csv | F:\UPOD\Cell_DLE\CSV_files_raw_nieuwe_structuur\2011\sap1_93\m08 | F:\UPOD\Cell_DLE\CSV_files_raw_nieuwe_structuur\2011\sap1_93\m08\42193az_dlext_20110826_6481_6747.csv | 267
v4 | Full | 3 | 42193az_dlext_20110827_6748_6812.csv | F:\UPOD\Cell_DLE\CSV_files_raw_nieuwe_structuur\2011\sap1_93\m08 | F:\UPOD\Cell_DLE\CSV_files_raw_nieuwe_structuur\2011\sap1_93\m08\42193az_dlext_20110827_6748_6812.csv | 65
v4 | Full | 3 | 42193az_dlext_20110828_6813_6861.csv | F:\UPOD\Cell_DLE\CSV_files_raw_nieuwe_structuur\2011\sap1_93\m08 | F:\UPOD\Cell_DLE\CSV_files_raw_nieuwe_structuur\2011\sap1_93\m08\42193az_dlext_20110828_6813_6861.csv | 49
v4 | Full | 3 | 42193az_dlext_20110829_6862_7151.csv | F:\UPOD\Cell_DLE\CSV_files_raw_nieuwe_structuur\2011\sap1_93\m08 | F:\UPOD\Cell_DLE\CSV_files_raw_nieuwe_structuur\2011\sap1_93\m08\42193az_dlext_20110829_6862_7151.csv | 290
v4 | Full | 3 | 42193az_dlext_20110830_7152_7474.csv | F:\UPOD\Cell_DLE\CSV_files_raw_nieuwe_structuur\2011\sap1_93\m08 | F:\UPOD\Cell_DLE\CSV_files_raw_nieuwe_structuur\2011\sap1_93\m08\42193az_dlext_20110830_7152_7474.csv | 323
v4 | Full | 3 | 42193az_dlext_20110831_7475_7741.csv | F:\UPOD\Cell_DLE\CSV_files_raw_nieuwe_structuur\2011\sap1_93\m08 | F:\UPOD\Cell_DLE\CSV_files_raw_nieuwe_structuur\2011\sap1_93\m08\42193az_dlext_20110831_7475_7741.csv | 267
v4 | Full | 3 | 42193az_dlext_20110901_7742_8043.csv | F:\UPOD\Cell_DLE\CSV_files_raw_nieuwe_structuur\2011\sap1_93\m09 | F:\UPOD\Cell_DLE\CSV_files_raw_nieuwe_structuur\2011\sap1_93\m09\42193az_dlext_20110901_7742_8043.csv | 302
v4 | Full | 3 | 42193az_dlext_20110902_8044_8296.csv | F:\UPOD\Cell_DLE\CSV_files_raw_nieuwe_structuur\2011\sap1_93\m09 | F:\UPOD\Cell_DLE\CSV_files_raw_nieuwe_structuur\2011\sap1_93\m09\42193az_dlext_20110902_8044_8296.csv | 253
v4 | Full | 3 | 42193az_dlext_20110903_8297_8424.csv | F:\UPOD\Cell_DLE\CSV_files_raw_nieuwe_structuur\2011\sap1_93\m09 | F:\UPOD\Cell_DLE\CSV_files_raw_nieuwe_structuur\2011\sap1_93\m09\42193az_dlext_20110903_8297_8424.csv | 128
v4 | Full | 3 | 42193az_dlext_20110904_8425_8505.csv | F:\UPOD\Cell_DLE\CSV_files_raw_nieuwe_structuur\2011\sap1_93\m09 | F:\UPOD\Cell_DLE\CSV_files_raw_nieuwe_structuur\2011\sap1_93\m09\42193az_dlext_20110904_8425_8505.csv | 81
v4 | Full | 3 | 42193az_dlext_20110905_8506_8847.csv | F:\UPOD\Cell_DLE\CSV_files_raw_nieuwe_structuur\2011\sap1_93\m09 | F:\UPOD\Cell_DLE\CSV_files_raw_nieuwe_structuur\2011\sap1_93\m09\42193az_dlext_20110905_8506_8847.csv | 342
v4 | Full | 3 | 42193az_dlext_20110906_8848_9181.csv | F:\UPOD\Cell_DLE\CSV_files_raw_nieuwe_structuur\2011\sap1_93\m09 | F:\UPOD\Cell_DLE\CSV_files_raw_nieuwe_structuur\2011\sap1_93\m09\42193az_dlext_20110906_8848_9181.csv | 334
v4 | Full | 3 | 42193az_dlext_20110907_9182_9479.csv | F:\UPOD\Cell_DLE\CSV_files_raw_nieuwe_structuur\2011\sap1_93\m09 | F:\UPOD\Cell_DLE\CSV_files_raw_nieuwe_structuur\2011\sap1_93\m09\42193az_dlext_20110907_9182_9479.csv | 298
v4 | Full | 3 | 42193az_dlext_20110908_9480_9834.csv | F:\UPOD\Cell_DLE\CSV_files_raw_nieuwe_structuur\2011\sap1_93\m09 | F:\UPOD\Cell_DLE\CSV_files_raw_nieuwe_structuur\2011\sap1_93\m09\42193az_dlext_20110908_9480_9834.csv | 355
v4 | Full | 3 | 42193az_dlext_20110909_9835_0172.csv | F:\UPOD\Cell_DLE\CSV_files_raw_nieuwe_structuur\2011\sap1_93\m09 | F:\UPOD\Cell_DLE\CSV_files_raw_nieuwe_structuur\2011\sap1_93\m09\42193az_dlext_20110909_9835_0172.csv | 338
v4 | Full | 3 | 42193az_dlext_20110910_0173_0269.csv | F:\UPOD\Cell_DLE\CSV_files_raw_nieuwe_structuur\2011\sap1_93\m09 | F:\UPOD\Cell_DLE\CSV_files_raw_nieuwe_structuur\2011\sap1_93\m09\42193az_dlext_20110910_0173_0269.csv | 97
v4 | Full | 3 | 42193az_dlext_20110911_0270_0352.csv | F:\UPOD\Cell_DLE\CSV_files_raw_nieuwe_structuur\2011\sap1_93\m09 | F:\UPOD\Cell_DLE\CSV_files_raw_nieuwe_structuur\2011\sap1_93\m09\42193az_dlext_20110911_0270_0352.csv | 83
v4 | Full | 3 | 42193az_dlext_20110912_0353_0721.csv | F:\UPOD\Cell_DLE\CSV_files_raw_nieuwe_structuur\2011\sap1_93\m09 | F:\UPOD\Cell_DLE\CSV_files_raw_nieuwe_structuur\2011\sap1_93\m09\42193az_dlext_20110912_0353_0721.csv | 369
v4 | Full | 3 | 42193az_dlext_20110913_0722_1103.csv | F:\UPOD\Cell_DLE\CSV_files_raw_nieuwe_structuur\2011\sap1_93\m09 | F:\UPOD\Cell_DLE\CSV_files_raw_nieuwe_structuur\2011\sap1_93\m09\42193az_dlext_20110913_0722_1103.csv | 382
v4 | Full | 3 | 42193az_dlext_20110914_1104_1408.csv | F:\UPOD\Cell_DLE\CSV_files_raw_nieuwe_structuur\2011\sap1_93\m09 | F:\UPOD\Cell_DLE\CSV_files_raw_nieuwe_structuur\2011\sap1_93\m09\42193az_dlext_20110914_1104_1408.csv | 305
v4 | Full | 3 | 42193az_dlext_20110915_1409_1706.csv | F:\UPOD\Cell_DLE\CSV_files_raw_nieuwe_structuur\2011\sap1_93\m09 | F:\UPOD\Cell_DLE\CSV_files_raw_nieuwe_structuur\2011\sap1_93\m09\42193az_dlext_20110915_1409_1706.csv | 298
v4 | Full | 3 | 42193az_dlext_20110916_1707_1942.csv | F:\UPOD\Cell_DLE\CSV_files_raw_nieuwe_structuur\2011\sap1_93\m09 | F:\UPOD\Cell_DLE\CSV_files_raw_nieuwe_structuur\2011\sap1_93\m09\42193az_dlext_20110916_1707_1942.csv | 236
v4 | Full | 3 | 42193az_dlext_20110917_1943_2024.csv | F:\UPOD\Cell_DLE\CSV_files_raw_nieuwe_structuur\2011\sap1_93\m09 | F:\UPOD\Cell_DLE\CSV_files_raw_nieuwe_structuur\2011\sap1_93\m09\42193az_dlext_20110917_1943_2024.csv | 82
v4 | Full | 3 | 42193az_dlext_20110918_2025_2091.csv | F:\UPOD\Cell_DLE\CSV_files_raw_nieuwe_structuur\2011\sap1_93\m09 | F:\UPOD\Cell_DLE\CSV_files_raw_nieuwe_structuur\2011\sap1_93\m09\42193az_dlext_20110918_2025_2091.csv | 67
v4 | Full | 3 | 42193az_dlext_20110919_2092_2474.csv | F:\UPOD\Cell_DLE\CSV_files_raw_nieuwe_structuur\2011\sap1_93\m09 | F:\UPOD\Cell_DLE\CSV_files_raw_nieuwe_structuur\2011\sap1_93\m09\42193az_dlext_20110919_2092_2474.csv | 383
v4 | Full | 3 | 42193az_dlext_20110920_2475_2818.csv | F:\UPOD\Cell_DLE\CSV_files_raw_nieuwe_structuur\2011\sap1_93\m09 | F:\UPOD\Cell_DLE\CSV_files_raw_nieuwe_structuur\2011\sap1_93\m09\42193az_dlext_20110920_2475_2818.csv | 344
v4 | Full | 3 | 42193az_dlext_20110921_2819_3187.csv | F:\UPOD\Cell_DLE\CSV_files_raw_nieuwe_structuur\2011\sap1_93\m09 | F:\UPOD\Cell_DLE\CSV_files_raw_nieuwe_structuur\2011\sap1_93\m09\42193az_dlext_20110921_2819_3187.csv | 369
v4 | Full | 3 | 42193az_dlext_20110922_3188_3494.csv | F:\UPOD\Cell_DLE\CSV_files_raw_nieuwe_structuur\2011\sap1_93\m09 | F:\UPOD\Cell_DLE\CSV_files_raw_nieuwe_structuur\2011\sap1_93\m09\42193az_dlext_20110922_3188_3494.csv | 307
v4 | Full | 3 | 42193az_dlext_20110923_3495_3786.csv | F:\UPOD\Cell_DLE\CSV_files_raw_nieuwe_structuur\2011\sap1_93\m09 | F:\UPOD\Cell_DLE\CSV_files_raw_nieuwe_structuur\2011\sap1_93\m09\42193az_dlext_20110923_3495_3786.csv | 292
v4 | Full | 3 | 42193az_dlext_20110924_3787_3904.csv | F:\UPOD\Cell_DLE\CSV_files_raw_nieuwe_structuur\2011\sap1_93\m09 | F:\UPOD\Cell_DLE\CSV_files_raw_nieuwe_structuur\2011\sap1_93\m09\42193az_dlext_20110924_3787_3904.csv | 118
v4 | Full | 3 | 42193az_dlext_20110925_3905_3965.csv | F:\UPOD\Cell_DLE\CSV_files_raw_nieuwe_structuur\2011\sap1_93\m09 | F:\UPOD\Cell_DLE\CSV_files_raw_nieuwe_structuur\2011\sap1_93\m09\42193az_dlext_20110925_3905_3965.csv | 61
v4 | Full | 3 | 42193az_dlext_20110926_3966_4205.csv | F:\UPOD\Cell_DLE\CSV_files_raw_nieuwe_structuur\2011\sap1_93\m09 | F:\UPOD\Cell_DLE\CSV_files_raw_nieuwe_structuur\2011\sap1_93\m09\42193az_dlext_20110926_3966_4205.csv | 240
v4 | Full | 3 | 42193az_dlext_20110927_4206_4237.csv | F:\UPOD\Cell_DLE\CSV_files_raw_nieuwe_structuur\2011\sap1_93\m09 | F:\UPOD\Cell_DLE\CSV_files_raw_nieuwe_structuur\2011\sap1_93\m09\42193az_dlext_20110927_4206_4237.csv | 32
v4 | Full | 3 | 42193az_dlext_20110928_4238_4535.csv | F:\UPOD\Cell_DLE\CSV_files_raw_nieuwe_structuur\2011\sap1_93\m09 | F:\UPOD\Cell_DLE\CSV_files_raw_nieuwe_structuur\2011\sap1_93\m09\42193az_dlext_20110928_4238_4535.csv | 298
v4 | Full | 3 | 42193az_dlext_20110929_4536_4833.csv | F:\UPOD\Cell_DLE\CSV_files_raw_nieuwe_structuur\2011\sap1_93\m09 | F:\UPOD\Cell_DLE\CSV_files_raw_nieuwe_structuur\2011\sap1_93\m09\42193az_dlext_20110929_4536_4833.csv | 298
v4 | Full | 3 | 42193az_dlext_20110930_4834_5077.csv | F:\UPOD\Cell_DLE\CSV_files_raw_nieuwe_structuur\2011\sap1_93\m09 | F:\UPOD\Cell_DLE\CSV_files_raw_nieuwe_structuur\2011\sap1_93\m09\42193az_dlext_20110930_4834_5077.csv | 244
v4 | Full | 3 | 42193az_dlext_20111001_5078_5184.csv | F:\UPOD\Cell_DLE\CSV_files_raw_nieuwe_structuur\2011\sap1_93\m10 | F:\UPOD\Cell_DLE\CSV_files_raw_nieuwe_structuur\2011\sap1_93\m10\42193az_dlext_20111001_5078_5184.csv | 107
v4 | Full | 3 | 42193az_dlext_20111002_5185_5264.csv | F:\UPOD\Cell_DLE\CSV_files_raw_nieuwe_structuur\2011\sap1_93\m10 | F:\UPOD\Cell_DLE\CSV_files_raw_nieuwe_structuur\2011\sap1_93\m10\42193az_dlext_20111002_5185_5264.csv | 80
v4 | Full | 3 | 42193az_dlext_20111003_5265_5588.csv | F:\UPOD\Cell_DLE\CSV_files_raw_nieuwe_structuur\2011\sap1_93\m10 | F:\UPOD\Cell_DLE\CSV_files_raw_nieuwe_structuur\2011\sap1_93\m10\42193az_dlext_20111003_5265_5588.csv | 324
v4 | Full | 3 | 42193az_dlext_20111004_5589_5851.csv | F:\UPOD\Cell_DLE\CSV_files_raw_nieuwe_structuur\2011\sap1_93\m10 | F:\UPOD\Cell_DLE\CSV_files_raw_nieuwe_structuur\2011\sap1_93\m10\42193az_dlext_20111004_5589_5851.csv | 263
v4 | Full | 3 | 42193az_dlext_20111005_5852_6118.csv | F:\UPOD\Cell_DLE\CSV_files_raw_nieuwe_structuur\2011\sap1_93\m10 | F:\UPOD\Cell_DLE\CSV_files_raw_nieuwe_structuur\2011\sap1_93\m10\42193az_dlext_20111005_5852_6118.csv | 267
v4 | Full | 3 | 42193az_dlext_20111006_6119_6396.csv | F:\UPOD\Cell_DLE\CSV_files_raw_nieuwe_structuur\2011\sap1_93\m10 | F:\UPOD\Cell_DLE\CSV_files_raw_nieuwe_structuur\2011\sap1_93\m10\42193az_dlext_20111006_6119_6396.csv | 278
v4 | Full | 3 | 42193az_dlext_20111007_6397_6658.csv | F:\UPOD\Cell_DLE\CSV_files_raw_nieuwe_structuur\2011\sap1_93\m10 | F:\UPOD\Cell_DLE\CSV_files_raw_nieuwe_structuur\2011\sap1_93\m10\42193az_dlext_20111007_6397_6658.csv | 262
v4 | Full | 3 | 42193az_dlext_20111008_6659_6736.csv | F:\UPOD\Cell_DLE\CSV_files_raw_nieuwe_structuur\2011\sap1_93\m10 | F:\UPOD\Cell_DLE\CSV_files_raw_nieuwe_structuur\2011\sap1_93\m10\42193az_dlext_20111008_6659_6736.csv | 78
v4 | Full | 3 | 42193az_dlext_20111009_6737_6783.csv | F:\UPOD\Cell_DLE\CSV_files_raw_nieuwe_structuur\2011\sap1_93\m10 | F:\UPOD\Cell_DLE\CSV_files_raw_nieuwe_structuur\2011\sap1_93\m10\42193az_dlext_20111009_6737_6783.csv | 47
v4 | Full | 3 | 42193az_dlext_20111010_6784_7139.csv | F:\UPOD\Cell_DLE\CSV_files_raw_nieuwe_structuur\2011\sap1_93\m10 | F:\UPOD\Cell_DLE\CSV_files_raw_nieuwe_structuur\2011\sap1_93\m10\42193az_dlext_20111010_6784_7139.csv | 356
v4 | Full | 3 | 42193az_dlext_20111011_7140_7474.csv | F:\UPOD\Cell_DLE\CSV_files_raw_nieuwe_structuur\2011\sap1_93\m10 | F:\UPOD\Cell_DLE\CSV_files_raw_nieuwe_structuur\2011\sap1_93\m10\42193az_dlext_20111011_7140_7474.csv | 335
v4 | Full | 3 | 42193az_dlext_20111012_7475_7867.csv | F:\UPOD\Cell_DLE\CSV_files_raw_nieuwe_structuur\2011\sap1_93\m10 | F:\UPOD\Cell_DLE\CSV_files_raw_nieuwe_structuur\2011\sap1_93\m10\42193az_dlext_20111012_7475_7867.csv | 393
v4 | Full | 3 | 42193az_dlext_20111013_7868_8184.csv | F:\UPOD\Cell_DLE\CSV_files_raw_nieuwe_structuur\2011\sap1_93\m10 | F:\UPOD\Cell_DLE\CSV_files_raw_nieuwe_structuur\2011\sap1_93\m10\42193az_dlext_20111013_7868_8184.csv | 317
v4 | Full | 3 | 42193az_dlext_20111014_8185_8474.csv | F:\UPOD\Cell_DLE\CSV_files_raw_nieuwe_structuur\2011\sap1_93\m10 | F:\UPOD\Cell_DLE\CSV_files_raw_nieuwe_structuur\2011\sap1_93\m10\42193az_dlext_20111014_8185_8474.csv | 290
v4 | Full | 3 | 42193az_dlext_20111015_8475_8544.csv | F:\UPOD\Cell_DLE\CSV_files_raw_nieuwe_structuur\2011\sap1_93\m10 | F:\UPOD\Cell_DLE\CSV_files_raw_nieuwe_structuur\2011\sap1_93\m10\42193az_dlext_20111015_8475_8544.csv | 70
v4 | Full | 3 | 42193az_dlext_20111016_8545_8615.csv | F:\UPOD\Cell_DLE\CSV_files_raw_nieuwe_structuur\2011\sap1_93\m10 | F:\UPOD\Cell_DLE\CSV_files_raw_nieuwe_structuur\2011\sap1_93\m10\42193az_dlext_20111016_8545_8615.csv | 71
v4 | Full | 3 | 42193az_dlext_20111017_8616_9041.csv | F:\UPOD\Cell_DLE\CSV_files_raw_nieuwe_structuur\2011\sap1_93\m10 | F:\UPOD\Cell_DLE\CSV_files_raw_nieuwe_structuur\2011\sap1_93\m10\42193az_dlext_20111017_8616_9041.csv | 426
v4 | Full | 3 | 42193az_dlext_20111018_9042_9331.csv | F:\UPOD\Cell_DLE\CSV_files_raw_nieuwe_structuur\2011\sap1_93\m10 | F:\UPOD\Cell_DLE\CSV_files_raw_nieuwe_structuur\2011\sap1_93\m10\42193az_dlext_20111018_9042_9331.csv | 290
v4 | Full | 3 | 42193az_dlext_20111019_9332_9618.csv | F:\UPOD\Cell_DLE\CSV_files_raw_nieuwe_structuur\2011\sap1_93\m10 | F:\UPOD\Cell_DLE\CSV_files_raw_nieuwe_structuur\2011\sap1_93\m10\42193az_dlext_20111019_9332_9618.csv | 287
v4 | Full | 3 | 42193az_dlext_20111020_9619_9952.csv | F:\UPOD\Cell_DLE\CSV_files_raw_nieuwe_structuur\2011\sap1_93\m10 | F:\UPOD\Cell_DLE\CSV_files_raw_nieuwe_structuur\2011\sap1_93\m10\42193az_dlext_20111020_9619_9952.csv | 334
v4 | Full | 3 | 42193az_dlext_20111021_9953_0184.csv | F:\UPOD\Cell_DLE\CSV_files_raw_nieuwe_structuur\2011\sap1_93\m10 | F:\UPOD\Cell_DLE\CSV_files_raw_nieuwe_structuur\2011\sap1_93\m10\42193az_dlext_20111021_9953_0184.csv | 232
v4 | Full | 3 | 42193az_dlext_20111022_0185_0194.csv | F:\UPOD\Cell_DLE\CSV_files_raw_nieuwe_structuur\2011\sap1_93\m10 | F:\UPOD\Cell_DLE\CSV_files_raw_nieuwe_structuur\2011\sap1_93\m10\42193az_dlext_20111022_0185_0194.csv | 10
v4 | Full | 3 | 42193az_dlext_20111023_0195_0222.csv | F:\UPOD\Cell_DLE\CSV_files_raw_nieuwe_structuur\2011\sap1_93\m10 | F:\UPOD\Cell_DLE\CSV_files_raw_nieuwe_structuur\2011\sap1_93\m10\42193az_dlext_20111023_0195_0222.csv | 28
v4 | Full | 3 | 42193az_dlext_20111024_0223_0400.csv | F:\UPOD\Cell_DLE\CSV_files_raw_nieuwe_structuur\2011\sap1_93\m10 | F:\UPOD\Cell_DLE\CSV_files_raw_nieuwe_structuur\2011\sap1_93\m10\42193az_dlext_20111024_0223_0400.csv | 178
v4 | Full | 3 | 42193az_dlext_20111025_0401_0596.csv | F:\UPOD\Cell_DLE\CSV_files_raw_nieuwe_structuur\2011\sap1_93\m10 | F:\UPOD\Cell_DLE\CSV_files_raw_nieuwe_structuur\2011\sap1_93\m10\42193az_dlext_20111025_0401_0596.csv | 196
v4 | Full | 3 | 42193az_dlext_20111026_0597_0915.csv | F:\UPOD\Cell_DLE\CSV_files_raw_nieuwe_structuur\2011\sap1_93\m10 | F:\UPOD\Cell_DLE\CSV_files_raw_nieuwe_structuur\2011\sap1_93\m10\42193az_dlext_20111026_0597_0915.csv | 319
v4 | Full | 3 | 42193az_dlext_20111027_0916_1303.csv | F:\UPOD\Cell_DLE\CSV_files_raw_nieuwe_structuur\2011\sap1_93\m10 | F:\UPOD\Cell_DLE\CSV_files_raw_nieuwe_structuur\2011\sap1_93\m10\42193az_dlext_20111027_0916_1303.csv | 388
v4 | Full | 3 | 42193az_dlext_20111028_1304_1542.csv | F:\UPOD\Cell_DLE\CSV_files_raw_nieuwe_structuur\2011\sap1_93\m10 | F:\UPOD\Cell_DLE\CSV_files_raw_nieuwe_structuur\2011\sap1_93\m10\42193az_dlext_20111028_1304_1542.csv | 239
v4 | Full | 3 | 42193az_dlext_20111029_1543_1630.csv | F:\UPOD\Cell_DLE\CSV_files_raw_nieuwe_structuur\2011\sap1_93\m10 | F:\UPOD\Cell_DLE\CSV_files_raw_nieuwe_structuur\2011\sap1_93\m10\42193az_dlext_20111029_1543_1630.csv | 88
v4 | Full | 3 | 42193az_dlext_20111030_1631_1706.csv | F:\UPOD\Cell_DLE\CSV_files_raw_nieuwe_structuur\2011\sap1_93\m10 | F:\UPOD\Cell_DLE\CSV_files_raw_nieuwe_structuur\2011\sap1_93\m10\42193az_dlext_20111030_1631_1706.csv | 76
v4 | Full | 3 | 42193az_dlext_20111031_1707_2020.csv | F:\UPOD\Cell_DLE\CSV_files_raw_nieuwe_structuur\2011\sap1_93\m10 | F:\UPOD\Cell_DLE\CSV_files_raw_nieuwe_structuur\2011\sap1_93\m10\42193az_dlext_20111031_1707_2020.csv | 314
v4 | Full | 3 | 42193az_dlext_20111101_2021_2297.csv | F:\UPOD\Cell_DLE\CSV_files_raw_nieuwe_structuur\2011\sap1_93\m11 | F:\UPOD\Cell_DLE\CSV_files_raw_nieuwe_structuur\2011\sap1_93\m11\42193az_dlext_20111101_2021_2297.csv | 277
v4 | Full | 3 | 42193az_dlext_20111102_2298_2593.csv | F:\UPOD\Cell_DLE\CSV_files_raw_nieuwe_structuur\2011\sap1_93\m11 | F:\UPOD\Cell_DLE\CSV_files_raw_nieuwe_structuur\2011\sap1_93\m11\42193az_dlext_20111102_2298_2593.csv | 296
v4 | Full | 3 | 42193az_dlext_20111103_2594_2928.csv | F:\UPOD\Cell_DLE\CSV_files_raw_nieuwe_structuur\2011\sap1_93\m11 | F:\UPOD\Cell_DLE\CSV_files_raw_nieuwe_structuur\2011\sap1_93\m11\42193az_dlext_20111103_2594_2928.csv | 335
v4 | Full | 3 | 42193az_dlext_20111104_2929_3162.csv | F:\UPOD\Cell_DLE\CSV_files_raw_nieuwe_structuur\2011\sap1_93\m11 | F:\UPOD\Cell_DLE\CSV_files_raw_nieuwe_structuur\2011\sap1_93\m11\42193az_dlext_20111104_2929_3162.csv | 234
v4 | Full | 3 | 42193az_dlext_20111105_3163_3235.csv | F:\UPOD\Cell_DLE\CSV_files_raw_nieuwe_structuur\2011\sap1_93\m11 | F:\UPOD\Cell_DLE\CSV_files_raw_nieuwe_structuur\2011\sap1_93\m11\42193az_dlext_20111105_3163_3235.csv | 73
v4 | Full | 3 | 42193az_dlext_20111106_3236_3305.csv | F:\UPOD\Cell_DLE\CSV_files_raw_nieuwe_structuur\2011\sap1_93\m11 | F:\UPOD\Cell_DLE\CSV_files_raw_nieuwe_structuur\2011\sap1_93\m11\42193az_dlext_20111106_3236_3305.csv | 70
v4 | Full | 3 | 42193az_dlext_20111107_3306_3559.csv | F:\UPOD\Cell_DLE\CSV_files_raw_nieuwe_structuur\2011\sap1_93\m11 | F:\UPOD\Cell_DLE\CSV_files_raw_nieuwe_structuur\2011\sap1_93\m11\42193az_dlext_20111107_3306_3559.csv | 254
v4 | Full | 3 | 42193az_dlext_20111108_3560_3870.csv | F:\UPOD\Cell_DLE\CSV_files_raw_nieuwe_structuur\2011\sap1_93\m11 | F:\UPOD\Cell_DLE\CSV_files_raw_nieuwe_structuur\2011\sap1_93\m11\42193az_dlext_20111108_3560_3870.csv | 311
v4 | Full | 3 | 42193az_dlext_20111109_3871_4175.csv | F:\UPOD\Cell_DLE\CSV_files_raw_nieuwe_structuur\2011\sap1_93\m11 | F:\UPOD\Cell_DLE\CSV_files_raw_nieuwe_structuur\2011\sap1_93\m11\42193az_dlext_20111109_3871_4175.csv | 305
v4 | Full | 3 | 42193az_dlext_20111110_4176_4469.csv | F:\UPOD\Cell_DLE\CSV_files_raw_nieuwe_structuur\2011\sap1_93\m11 | F:\UPOD\Cell_DLE\CSV_files_raw_nieuwe_structuur\2011\sap1_93\m11\42193az_dlext_20111110_4176_4469.csv | 294
v4 | Full | 3 | 42193az_dlext_20111111_4470_4735.csv | F:\UPOD\Cell_DLE\CSV_files_raw_nieuwe_structuur\2011\sap1_93\m11 | F:\UPOD\Cell_DLE\CSV_files_raw_nieuwe_structuur\2011\sap1_93\m11\42193az_dlext_20111111_4470_4735.csv | 266
v4 | Full | 3 | 42193az_dlext_20111112_4736_4802.csv | F:\UPOD\Cell_DLE\CSV_files_raw_nieuwe_structuur\2011\sap1_93\m11 | F:\UPOD\Cell_DLE\CSV_files_raw_nieuwe_structuur\2011\sap1_93\m11\42193az_dlext_20111112_4736_4802.csv | 67
v4 | Full | 3 | 42193az_dlext_20111113_4803_4857.csv | F:\UPOD\Cell_DLE\CSV_files_raw_nieuwe_structuur\2011\sap1_93\m11 | F:\UPOD\Cell_DLE\CSV_files_raw_nieuwe_structuur\2011\sap1_93\m11\42193az_dlext_20111113_4803_4857.csv | 55
v4 | Full | 3 | 42193az_dlext_20111114_4858_5188.csv | F:\UPOD\Cell_DLE\CSV_files_raw_nieuwe_structuur\2011\sap1_93\m11 | F:\UPOD\Cell_DLE\CSV_files_raw_nieuwe_structuur\2011\sap1_93\m11\42193az_dlext_20111114_4858_5188.csv | 331
v4 | Full | 3 | 42193az_dlext_20111116_5189_5662.csv | F:\UPOD\Cell_DLE\CSV_files_raw_nieuwe_structuur\2011\sap1_93\m11 | F:\UPOD\Cell_DLE\CSV_files_raw_nieuwe_structuur\2011\sap1_93\m11\42193az_dlext_20111116_5189_5662.csv | 474
v4 | Full | 3 | 42193az_dlext_20111117_5663_6035.csv | F:\UPOD\Cell_DLE\CSV_files_raw_nieuwe_structuur\2011\sap1_93\m11 | F:\UPOD\Cell_DLE\CSV_files_raw_nieuwe_structuur\2011\sap1_93\m11\42193az_dlext_20111117_5663_6035.csv | 373
v4 | Full | 3 | 42193az_dlext_20111118_6036_6260.csv | F:\UPOD\Cell_DLE\CSV_files_raw_nieuwe_structuur\2011\sap1_93\m11 | F:\UPOD\Cell_DLE\CSV_files_raw_nieuwe_structuur\2011\sap1_93\m11\42193az_dlext_20111118_6036_6260.csv | 225
v4 | Full | 3 | 42193az_dlext_20111119_6261_6360.csv | F:\UPOD\Cell_DLE\CSV_files_raw_nieuwe_structuur\2011\sap1_93\m11 | F:\UPOD\Cell_DLE\CSV_files_raw_nieuwe_structuur\2011\sap1_93\m11\42193az_dlext_20111119_6261_6360.csv | 100
v4 | Full | 3 | 42193az_dlext_20111120_6361_6435.csv | F:\UPOD\Cell_DLE\CSV_files_raw_nieuwe_structuur\2011\sap1_93\m11 | F:\UPOD\Cell_DLE\CSV_files_raw_nieuwe_structuur\2011\sap1_93\m11\42193az_dlext_20111120_6361_6435.csv | 75
v4 | Full | 3 | 42193az_dlext_20111121_6436_6793.csv | F:\UPOD\Cell_DLE\CSV_files_raw_nieuwe_structuur\2011\sap1_93\m11 | F:\UPOD\Cell_DLE\CSV_files_raw_nieuwe_structuur\2011\sap1_93\m11\42193az_dlext_20111121_6436_6793.csv | 358
v4 | Full | 3 | 42193az_dlext_20111122_6794_7034.csv | F:\UPOD\Cell_DLE\CSV_files_raw_nieuwe_structuur\2011\sap1_93\m11 | F:\UPOD\Cell_DLE\CSV_files_raw_nieuwe_structuur\2011\sap1_93\m11\42193az_dlext_20111122_6794_7034.csv | 241
v4 | Full | 3 | 42193az_dlext_20111123_7035_7334.csv | F:\UPOD\Cell_DLE\CSV_files_raw_nieuwe_structuur\2011\sap1_93\m11 | F:\UPOD\Cell_DLE\CSV_files_raw_nieuwe_structuur\2011\sap1_93\m11\42193az_dlext_20111123_7035_7334.csv | 300
v4 | Full | 3 | 42193az_dlext_20111124_7335_7733.csv | F:\UPOD\Cell_DLE\CSV_files_raw_nieuwe_structuur\2011\sap1_93\m11 | F:\UPOD\Cell_DLE\CSV_files_raw_nieuwe_structuur\2011\sap1_93\m11\42193az_dlext_20111124_7335_7733.csv | 399
v4 | Full | 3 | 42193az_dlext_20111125_7734_8006.csv | F:\UPOD\Cell_DLE\CSV_files_raw_nieuwe_structuur\2011\sap1_93\m11 | F:\UPOD\Cell_DLE\CSV_files_raw_nieuwe_structuur\2011\sap1_93\m11\42193az_dlext_20111125_7734_8006.csv | 273
v4 | Full | 3 | 42193az_dlext_20111126_8007_8073.csv | F:\UPOD\Cell_DLE\CSV_files_raw_nieuwe_structuur\2011\sap1_93\m11 | F:\UPOD\Cell_DLE\CSV_files_raw_nieuwe_structuur\2011\sap1_93\m11\42193az_dlext_20111126_8007_8073.csv | 67
v4 | Full | 3 | 42193az_dlext_20111127_8074_8131.csv | F:\UPOD\Cell_DLE\CSV_files_raw_nieuwe_structuur\2011\sap1_93\m11 | F:\UPOD\Cell_DLE\CSV_files_raw_nieuwe_structuur\2011\sap1_93\m11\42193az_dlext_20111127_8074_8131.csv | 58
v4 | Full | 3 | 42193az_dlext_20111128_8132_8434.csv | F:\UPOD\Cell_DLE\CSV_files_raw_nieuwe_structuur\2011\sap1_93\m11 | F:\UPOD\Cell_DLE\CSV_files_raw_nieuwe_structuur\2011\sap1_93\m11\42193az_dlext_20111128_8132_8434.csv | 303
v4 | Full | 3 | 42193az_dlext_20111129_8435_8784.csv | F:\UPOD\Cell_DLE\CSV_files_raw_nieuwe_structuur\2011\sap1_93\m11 | F:\UPOD\Cell_DLE\CSV_files_raw_nieuwe_structuur\2011\sap1_93\m11\42193az_dlext_20111129_8435_8784.csv | 350
v4 | Full | 3 | 42193az_dlext_20111130_8785_9119.csv | F:\UPOD\Cell_DLE\CSV_files_raw_nieuwe_structuur\2011\sap1_93\m11 | F:\UPOD\Cell_DLE\CSV_files_raw_nieuwe_structuur\2011\sap1_93\m11\42193az_dlext_20111130_8785_9119.csv | 335
v4 | Full | 3 | 42193az_dlext_20111201_9120_9453.csv | F:\UPOD\Cell_DLE\CSV_files_raw_nieuwe_structuur\2011\sap1_93\m12 | F:\UPOD\Cell_DLE\CSV_files_raw_nieuwe_structuur\2011\sap1_93\m12\42193az_dlext_20111201_9120_9453.csv | 334
v4 | Full | 3 | 42193az_dlext_20111202_9454_9750.csv | F:\UPOD\Cell_DLE\CSV_files_raw_nieuwe_structuur\2011\sap1_93\m12 | F:\UPOD\Cell_DLE\CSV_files_raw_nieuwe_structuur\2011\sap1_93\m12\42193az_dlext_20111202_9454_9750.csv | 297
v4 | Full | 3 | 42193az_dlext_20111203_9751_9886.csv | F:\UPOD\Cell_DLE\CSV_files_raw_nieuwe_structuur\2011\sap1_93\m12 | F:\UPOD\Cell_DLE\CSV_files_raw_nieuwe_structuur\2011\sap1_93\m12\42193az_dlext_20111203_9751_9886.csv | 136
v4 | Full | 3 | 42193az_dlext_20111204_9887_0075.csv | F:\UPOD\Cell_DLE\CSV_files_raw_nieuwe_structuur\2011\sap1_93\m12 | F:\UPOD\Cell_DLE\CSV_files_raw_nieuwe_structuur\2011\sap1_93\m12\42193az_dlext_20111204_9887_0075.csv | 189
v4 | Full | 3 | 42193az_dlext_20111205_0076_0533.csv | F:\UPOD\Cell_DLE\CSV_files_raw_nieuwe_structuur\2011\sap1_93\m12 | F:\UPOD\Cell_DLE\CSV_files_raw_nieuwe_structuur\2011\sap1_93\m12\42193az_dlext_20111205_0076_0533.csv | 458
v4 | Full | 3 | 42193az_dlext_20111206_0534_0893.csv | F:\UPOD\Cell_DLE\CSV_files_raw_nieuwe_structuur\2011\sap1_93\m12 | F:\UPOD\Cell_DLE\CSV_files_raw_nieuwe_structuur\2011\sap1_93\m12\42193az_dlext_20111206_0534_0893.csv | 360
v4 | Full | 3 | 42193az_dlext_20111207_0894_1107.csv | F:\UPOD\Cell_DLE\CSV_files_raw_nieuwe_structuur\2011\sap1_93\m12 | F:\UPOD\Cell_DLE\CSV_files_raw_nieuwe_structuur\2011\sap1_93\m12\42193az_dlext_20111207_0894_1107.csv | 214
v4 | Full | 3 | 42193az_dlext_20111208_1108_1408.csv | F:\UPOD\Cell_DLE\CSV_files_raw_nieuwe_structuur\2011\sap1_93\m12 | F:\UPOD\Cell_DLE\CSV_files_raw_nieuwe_structuur\2011\sap1_93\m12\42193az_dlext_20111208_1108_1408.csv | 301
v4 | Full | 3 | 42193az_dlext_20111209_1409_1650.csv | F:\UPOD\Cell_DLE\CSV_files_raw_nieuwe_structuur\2011\sap1_93\m12 | F:\UPOD\Cell_DLE\CSV_files_raw_nieuwe_structuur\2011\sap1_93\m12\42193az_dlext_20111209_1409_1650.csv | 242
v4 | Full | 3 | 42193az_dlext_20111210_1651_1740.csv | F:\UPOD\Cell_DLE\CSV_files_raw_nieuwe_structuur\2011\sap1_93\m12 | F:\UPOD\Cell_DLE\CSV_files_raw_nieuwe_structuur\2011\sap1_93\m12\42193az_dlext_20111210_1651_1740.csv | 90
v4 | Full | 3 | 42193az_dlext_20111211_1741_1923.csv | F:\UPOD\Cell_DLE\CSV_files_raw_nieuwe_structuur\2011\sap1_93\m12 | F:\UPOD\Cell_DLE\CSV_files_raw_nieuwe_structuur\2011\sap1_93\m12\42193az_dlext_20111211_1741_1923.csv | 183
v4 | Full | 3 | 42193az_dlext_20111212_1924_2338.csv | F:\UPOD\Cell_DLE\CSV_files_raw_nieuwe_structuur\2011\sap1_93\m12 | F:\UPOD\Cell_DLE\CSV_files_raw_nieuwe_structuur\2011\sap1_93\m12\42193az_dlext_20111212_1924_2338.csv | 415
v4 | Full | 3 | 42193az_dlext_20111213_2339_2735.csv | F:\UPOD\Cell_DLE\CSV_files_raw_nieuwe_structuur\2011\sap1_93\m12 | F:\UPOD\Cell_DLE\CSV_files_raw_nieuwe_structuur\2011\sap1_93\m12\42193az_dlext_20111213_2339_2735.csv | 397
v4 | Full | 3 | 42193az_dlext_20111214_2736_3015.csv | F:\UPOD\Cell_DLE\CSV_files_raw_nieuwe_structuur\2011\sap1_93\m12 | F:\UPOD\Cell_DLE\CSV_files_raw_nieuwe_structuur\2011\sap1_93\m12\42193az_dlext_20111214_2736_3015.csv | 280
v4 | Full | 3 | 42193az_dlext_20111215_3016_3404.csv | F:\UPOD\Cell_DLE\CSV_files_raw_nieuwe_structuur\2011\sap1_93\m12 | F:\UPOD\Cell_DLE\CSV_files_raw_nieuwe_structuur\2011\sap1_93\m12\42193az_dlext_20111215_3016_3404.csv | 389
v4 | Full | 3 | 42193az_dlext_20111216_3405_3686.csv | F:\UPOD\Cell_DLE\CSV_files_raw_nieuwe_structuur\2011\sap1_93\m12 | F:\UPOD\Cell_DLE\CSV_files_raw_nieuwe_structuur\2011\sap1_93\m12\42193az_dlext_20111216_3405_3686.csv | 282
v4 | Full | 3 | 42193az_dlext_20111217_3687_3807.csv | F:\UPOD\Cell_DLE\CSV_files_raw_nieuwe_structuur\2011\sap1_93\m12 | F:\UPOD\Cell_DLE\CSV_files_raw_nieuwe_structuur\2011\sap1_93\m12\42193az_dlext_20111217_3687_3807.csv | 121
v4 | Full | 3 | 42193az_dlext_20111218_3808_3904.csv | F:\UPOD\Cell_DLE\CSV_files_raw_nieuwe_structuur\2011\sap1_93\m12 | F:\UPOD\Cell_DLE\CSV_files_raw_nieuwe_structuur\2011\sap1_93\m12\42193az_dlext_20111218_3808_3904.csv | 97
v4 | Full | 3 | 42193az_dlext_20111219_3905_4179.csv | F:\UPOD\Cell_DLE\CSV_files_raw_nieuwe_structuur\2011\sap1_93\m12 | F:\UPOD\Cell_DLE\CSV_files_raw_nieuwe_structuur\2011\sap1_93\m12\42193az_dlext_20111219_3905_4179.csv | 275
v4 | Full | 3 | 42193az_dlext_20111220_4180_4469.csv | F:\UPOD\Cell_DLE\CSV_files_raw_nieuwe_structuur\2011\sap1_93\m12 | F:\UPOD\Cell_DLE\CSV_files_raw_nieuwe_structuur\2011\sap1_93\m12\42193az_dlext_20111220_4180_4469.csv | 290
v4 | Full | 3 | 42193az_dlext_20111221_4470_4740.csv | F:\UPOD\Cell_DLE\CSV_files_raw_nieuwe_structuur\2011\sap1_93\m12 | F:\UPOD\Cell_DLE\CSV_files_raw_nieuwe_structuur\2011\sap1_93\m12\42193az_dlext_20111221_4470_4740.csv | 271
v4 | Full | 3 | 42193az_dlext_20111222_4741_5053.csv | F:\UPOD\Cell_DLE\CSV_files_raw_nieuwe_structuur\2011\sap1_93\m12 | F:\UPOD\Cell_DLE\CSV_files_raw_nieuwe_structuur\2011\sap1_93\m12\42193az_dlext_20111222_4741_5053.csv | 313
v4 | Full | 3 | 42193az_dlext_20111223_5054_5297.csv | F:\UPOD\Cell_DLE\CSV_files_raw_nieuwe_structuur\2011\sap1_93\m12 | F:\UPOD\Cell_DLE\CSV_files_raw_nieuwe_structuur\2011\sap1_93\m12\42193az_dlext_20111223_5054_5297.csv | 244
v4 | Full | 3 | 42193az_dlext_20111224_5298_5352.csv | F:\UPOD\Cell_DLE\CSV_files_raw_nieuwe_structuur\2011\sap1_93\m12 | F:\UPOD\Cell_DLE\CSV_files_raw_nieuwe_structuur\2011\sap1_93\m12\42193az_dlext_20111224_5298_5352.csv | 55
v4 | Full | 3 | 42193az_dlext_20111225_5353_5411.csv | F:\UPOD\Cell_DLE\CSV_files_raw_nieuwe_structuur\2011\sap1_93\m12 | F:\UPOD\Cell_DLE\CSV_files_raw_nieuwe_structuur\2011\sap1_93\m12\42193az_dlext_20111225_5353_5411.csv | 59
v4 | Full | 3 | 42193az_dlext_20111226_5412_5495.csv | F:\UPOD\Cell_DLE\CSV_files_raw_nieuwe_structuur\2011\sap1_93\m12 | F:\UPOD\Cell_DLE\CSV_files_raw_nieuwe_structuur\2011\sap1_93\m12\42193az_dlext_20111226_5412_5495.csv | 84
v4 | Full | 3 | 42193az_dlext_20111227_5496_5719.csv | F:\UPOD\Cell_DLE\CSV_files_raw_nieuwe_structuur\2011\sap1_93\m12 | F:\UPOD\Cell_DLE\CSV_files_raw_nieuwe_structuur\2011\sap1_93\m12\42193az_dlext_20111227_5496_5719.csv | 224
v4 | Full | 3 | 42193az_dlext_20111228_5720_5948.csv | F:\UPOD\Cell_DLE\CSV_files_raw_nieuwe_structuur\2011\sap1_93\m12 | F:\UPOD\Cell_DLE\CSV_files_raw_nieuwe_structuur\2011\sap1_93\m12\42193az_dlext_20111228_5720_5948.csv | 229
v4 | Full | 3 | 42193az_dlext_20111229_5949_6198.csv | F:\UPOD\Cell_DLE\CSV_files_raw_nieuwe_structuur\2011\sap1_93\m12 | F:\UPOD\Cell_DLE\CSV_files_raw_nieuwe_structuur\2011\sap1_93\m12\42193az_dlext_20111229_5949_6198.csv | 250
v4 | Full | 3 | 42193az_dlext_20111230_6199_6453.csv | F:\UPOD\Cell_DLE\CSV_files_raw_nieuwe_structuur\2011\sap1_93\m12 | F:\UPOD\Cell_DLE\CSV_files_raw_nieuwe_structuur\2011\sap1_93\m12\42193az_dlext_20111230_6199_6453.csv | 255
v4 | Full | 3 | 42193az_dlext_20111231_6454_6496.csv | F:\UPOD\Cell_DLE\CSV_files_raw_nieuwe_structuur\2011\sap1_93\m12 | F:\UPOD\Cell_DLE\CSV_files_raw_nieuwe_structuur\2011\sap1_93\m12\42193az_dlext_20111231_6454_6496.csv | 43
v4 | Full | 3 | 42193az_dlext_20120101_6497_6575.csv | F:\UPOD\Cell_DLE\CSV_files_raw_nieuwe_structuur\2012\sap1_93\m01 | F:\UPOD\Cell_DLE\CSV_files_raw_nieuwe_structuur\2012\sap1_93\m01\42193az_dlext_20120101_6497_6575.csv | 79
v4 | Full | 3 | 42193az_dlext_20120102_6576_6912.csv | F:\UPOD\Cell_DLE\CSV_files_raw_nieuwe_structuur\2012\sap1_93\m01 | F:\UPOD\Cell_DLE\CSV_files_raw_nieuwe_structuur\2012\sap1_93\m01\42193az_dlext_20120102_6576_6912.csv | 337
v4 | Full | 3 | 42193az_dlext_20120103_6913_7218.csv | F:\UPOD\Cell_DLE\CSV_files_raw_nieuwe_structuur\2012\sap1_93\m01 | F:\UPOD\Cell_DLE\CSV_files_raw_nieuwe_structuur\2012\sap1_93\m01\42193az_dlext_20120103_6913_7218.csv | 306
v4 | Full | 3 | 42193az_dlext_20120104_7219_7463.csv | F:\UPOD\Cell_DLE\CSV_files_raw_nieuwe_structuur\2012\sap1_93\m01 | F:\UPOD\Cell_DLE\CSV_files_raw_nieuwe_structuur\2012\sap1_93\m01\42193az_dlext_20120104_7219_7463.csv | 245
v4 | Full | 3 | 42193az_dlext_20120105_7464_7835.csv | F:\UPOD\Cell_DLE\CSV_files_raw_nieuwe_structuur\2012\sap1_93\m01 | F:\UPOD\Cell_DLE\CSV_files_raw_nieuwe_structuur\2012\sap1_93\m01\42193az_dlext_20120105_7464_7835.csv | 372
v4 | Full | 3 | 42193az_dlext_20120106_7836_8065.csv | F:\UPOD\Cell_DLE\CSV_files_raw_nieuwe_structuur\2012\sap1_93\m01 | F:\UPOD\Cell_DLE\CSV_files_raw_nieuwe_structuur\2012\sap1_93\m01\42193az_dlext_20120106_7836_8065.csv | 230
v4 | Full | 3 | 42193az_dlext_20120107_8066_8143.csv | F:\UPOD\Cell_DLE\CSV_files_raw_nieuwe_structuur\2012\sap1_93\m01 | F:\UPOD\Cell_DLE\CSV_files_raw_nieuwe_structuur\2012\sap1_93\m01\42193az_dlext_20120107_8066_8143.csv | 78
v4 | Full | 3 | 42193az_dlext_20120108_8144_8213.csv | F:\UPOD\Cell_DLE\CSV_files_raw_nieuwe_structuur\2012\sap1_93\m01 | F:\UPOD\Cell_DLE\CSV_files_raw_nieuwe_structuur\2012\sap1_93\m01\42193az_dlext_20120108_8144_8213.csv | 70
v4 | Full | 3 | 42193az_dlext_20120109_8214_8601.csv | F:\UPOD\Cell_DLE\CSV_files_raw_nieuwe_structuur\2012\sap1_93\m01 | F:\UPOD\Cell_DLE\CSV_files_raw_nieuwe_structuur\2012\sap1_93\m01\42193az_dlext_20120109_8214_8601.csv | 388
v4 | Full | 3 | 42193az_dlext_20120110_8602_8797.csv | F:\UPOD\Cell_DLE\CSV_files_raw_nieuwe_structuur\2012\sap1_93\m01 | F:\UPOD\Cell_DLE\CSV_files_raw_nieuwe_structuur\2012\sap1_93\m01\42193az_dlext_20120110_8602_8797.csv | 196
v4 | Full | 3 | 42193az_dlext_20120111_8798_9144.csv | F:\UPOD\Cell_DLE\CSV_files_raw_nieuwe_structuur\2012\sap1_93\m01 | F:\UPOD\Cell_DLE\CSV_files_raw_nieuwe_structuur\2012\sap1_93\m01\42193az_dlext_20120111_8798_9144.csv | 347
v4 | Full | 3 | 42193az_dlext_20120112_9145_9507.csv | F:\UPOD\Cell_DLE\CSV_files_raw_nieuwe_structuur\2012\sap1_93\m01 | F:\UPOD\Cell_DLE\CSV_files_raw_nieuwe_structuur\2012\sap1_93\m01\42193az_dlext_20120112_9145_9507.csv | 363
v4 | Full | 3 | 42193az_dlext_20120113_9508_9785.csv | F:\UPOD\Cell_DLE\CSV_files_raw_nieuwe_structuur\2012\sap1_93\m01 | F:\UPOD\Cell_DLE\CSV_files_raw_nieuwe_structuur\2012\sap1_93\m01\42193az_dlext_20120113_9508_9785.csv | 278
v4 | Full | 3 | 42193az_dlext_20120114_9786_9900.csv | F:\UPOD\Cell_DLE\CSV_files_raw_nieuwe_structuur\2012\sap1_93\m01 | F:\UPOD\Cell_DLE\CSV_files_raw_nieuwe_structuur\2012\sap1_93\m01\42193az_dlext_20120114_9786_9900.csv | 115
v4 | Full | 3 | 42193az_dlext_20120115_9901_9996.csv | F:\UPOD\Cell_DLE\CSV_files_raw_nieuwe_structuur\2012\sap1_93\m01 | F:\UPOD\Cell_DLE\CSV_files_raw_nieuwe_structuur\2012\sap1_93\m01\42193az_dlext_20120115_9901_9996.csv | 96
v4 | Full | 3 | 42193az_dlext_20120116_9997_0327.csv | F:\UPOD\Cell_DLE\CSV_files_raw_nieuwe_structuur\2012\sap1_93\m01 | F:\UPOD\Cell_DLE\CSV_files_raw_nieuwe_structuur\2012\sap1_93\m01\42193az_dlext_20120116_9997_0327.csv | 331
v4 | Full | 3 | 42193az_dlext_20120117_0328_0578.csv | F:\UPOD\Cell_DLE\CSV_files_raw_nieuwe_structuur\2012\sap1_93\m01 | F:\UPOD\Cell_DLE\CSV_files_raw_nieuwe_structuur\2012\sap1_93\m01\42193az_dlext_20120117_0328_0578.csv | 251
v4 | Full | 3 | 42193az_dlext_20120118_0579_0830.csv | F:\UPOD\Cell_DLE\CSV_files_raw_nieuwe_structuur\2012\sap1_93\m01 | F:\UPOD\Cell_DLE\CSV_files_raw_nieuwe_structuur\2012\sap1_93\m01\42193az_dlext_20120118_0579_0830.csv | 252
v4 | Full | 3 | 42193az_dlext_20120119_0831_1011.csv | F:\UPOD\Cell_DLE\CSV_files_raw_nieuwe_structuur\2012\sap1_93\m01 | F:\UPOD\Cell_DLE\CSV_files_raw_nieuwe_structuur\2012\sap1_93\m01\42193az_dlext_20120119_0831_1011.csv | 181
v4 | Full | 3 | 42193az_dlext_20120120_1012_1145.csv | F:\UPOD\Cell_DLE\CSV_files_raw_nieuwe_structuur\2012\sap1_93\m01 | F:\UPOD\Cell_DLE\CSV_files_raw_nieuwe_structuur\2012\sap1_93\m01\42193az_dlext_20120120_1012_1145.csv | 134
v4 | Full | 3 | 42193az_dlext_20120121_1146_1202.csv | F:\UPOD\Cell_DLE\CSV_files_raw_nieuwe_structuur\2012\sap1_93\m01 | F:\UPOD\Cell_DLE\CSV_files_raw_nieuwe_structuur\2012\sap1_93\m01\42193az_dlext_20120121_1146_1202.csv | 57
v4 | Full | 3 | 42193az_dlext_20120122_1203_1253.csv | F:\UPOD\Cell_DLE\CSV_files_raw_nieuwe_structuur\2012\sap1_93\m01 | F:\UPOD\Cell_DLE\CSV_files_raw_nieuwe_structuur\2012\sap1_93\m01\42193az_dlext_20120122_1203_1253.csv | 51
v4 | Full | 3 | 42193az_dlext_20120123_1254_1533.csv | F:\UPOD\Cell_DLE\CSV_files_raw_nieuwe_structuur\2012\sap1_93\m01 | F:\UPOD\Cell_DLE\CSV_files_raw_nieuwe_structuur\2012\sap1_93\m01\42193az_dlext_20120123_1254_1533.csv | 280
v4 | Full | 3 | 42193az_dlext_20120124_1534_1803.csv | F:\UPOD\Cell_DLE\CSV_files_raw_nieuwe_structuur\2012\sap1_93\m01 | F:\UPOD\Cell_DLE\CSV_files_raw_nieuwe_structuur\2012\sap1_93\m01\42193az_dlext_20120124_1534_1803.csv | 270
v4 | Full | 3 | 42193az_dlext_20120125_1804_2085.csv | F:\UPOD\Cell_DLE\CSV_files_raw_nieuwe_structuur\2012\sap1_93\m01 | F:\UPOD\Cell_DLE\CSV_files_raw_nieuwe_structuur\2012\sap1_93\m01\42193az_dlext_20120125_1804_2085.csv | 282
v4 | Full | 3 | 42193az_dlext_20120126_2086_2337.csv | F:\UPOD\Cell_DLE\CSV_files_raw_nieuwe_structuur\2012\sap1_93\m01 | F:\UPOD\Cell_DLE\CSV_files_raw_nieuwe_structuur\2012\sap1_93\m01\42193az_dlext_20120126_2086_2337.csv | 252
v4 | Full | 3 | 42193az_dlext_20120127_2338_2615.csv | F:\UPOD\Cell_DLE\CSV_files_raw_nieuwe_structuur\2012\sap1_93\m01 | F:\UPOD\Cell_DLE\CSV_files_raw_nieuwe_structuur\2012\sap1_93\m01\42193az_dlext_20120127_2338_2615.csv | 278
v4 | Full | 3 | 42193az_dlext_20120128_2616_2702.csv | F:\UPOD\Cell_DLE\CSV_files_raw_nieuwe_structuur\2012\sap1_93\m01 | F:\UPOD\Cell_DLE\CSV_files_raw_nieuwe_structuur\2012\sap1_93\m01\42193az_dlext_20120128_2616_2702.csv | 87
v4 | Full | 3 | 42193az_dlext_20120129_2703_2790.csv | F:\UPOD\Cell_DLE\CSV_files_raw_nieuwe_structuur\2012\sap1_93\m01 | F:\UPOD\Cell_DLE\CSV_files_raw_nieuwe_structuur\2012\sap1_93\m01\42193az_dlext_20120129_2703_2790.csv | 88
v4 | Full | 3 | 42193az_dlext_20120130_2791_3098.csv | F:\UPOD\Cell_DLE\CSV_files_raw_nieuwe_structuur\2012\sap1_93\m01 | F:\UPOD\Cell_DLE\CSV_files_raw_nieuwe_structuur\2012\sap1_93\m01\42193az_dlext_20120130_2791_3098.csv | 308
v4 | Full | 3 | 42193az_dlext_20120131_3099_3428.csv | F:\UPOD\Cell_DLE\CSV_files_raw_nieuwe_structuur\2012\sap1_93\m01 | F:\UPOD\Cell_DLE\CSV_files_raw_nieuwe_structuur\2012\sap1_93\m01\42193az_dlext_20120131_3099_3428.csv | 330
v4 | Full | 3 | 42193az_dlext_20120201_3429_3731.csv | F:\UPOD\Cell_DLE\CSV_files_raw_nieuwe_structuur\2012\sap1_93\m02 | F:\UPOD\Cell_DLE\CSV_files_raw_nieuwe_structuur\2012\sap1_93\m02\42193az_dlext_20120201_3429_3731.csv | 303
v4 | Full | 3 | 42193az_dlext_20120202_3732_4089.csv | F:\UPOD\Cell_DLE\CSV_files_raw_nieuwe_structuur\2012\sap1_93\m02 | F:\UPOD\Cell_DLE\CSV_files_raw_nieuwe_structuur\2012\sap1_93\m02\42193az_dlext_20120202_3732_4089.csv | 358
v4 | Full | 3 | 42193az_dlext_20120203_4090_4329.csv | F:\UPOD\Cell_DLE\CSV_files_raw_nieuwe_structuur\2012\sap1_93\m02 | F:\UPOD\Cell_DLE\CSV_files_raw_nieuwe_structuur\2012\sap1_93\m02\42193az_dlext_20120203_4090_4329.csv | 240
v4 | Full | 3 | 42193az_dlext_20120204_4330_4396.csv | F:\UPOD\Cell_DLE\CSV_files_raw_nieuwe_structuur\2012\sap1_93\m02 | F:\UPOD\Cell_DLE\CSV_files_raw_nieuwe_structuur\2012\sap1_93\m02\42193az_dlext_20120204_4330_4396.csv | 67
v4 | Full | 3 | 42193az_dlext_20120205_4397_4503.csv | F:\UPOD\Cell_DLE\CSV_files_raw_nieuwe_structuur\2012\sap1_93\m02 | F:\UPOD\Cell_DLE\CSV_files_raw_nieuwe_structuur\2012\sap1_93\m02\42193az_dlext_20120205_4397_4503.csv | 107
v4 | Full | 3 | 42193az_dlext_20120206_4504_4871.csv | F:\UPOD\Cell_DLE\CSV_files_raw_nieuwe_structuur\2012\sap1_93\m02 | F:\UPOD\Cell_DLE\CSV_files_raw_nieuwe_structuur\2012\sap1_93\m02\42193az_dlext_20120206_4504_4871.csv | 368
v4 | Full | 3 | 42193az_dlext_20120207_4872_5251.csv | F:\UPOD\Cell_DLE\CSV_files_raw_nieuwe_structuur\2012\sap1_93\m02 | F:\UPOD\Cell_DLE\CSV_files_raw_nieuwe_structuur\2012\sap1_93\m02\42193az_dlext_20120207_4872_5251.csv | 380
v4 | Full | 3 | 42193az_dlext_20120214_5252_7374.csv | F:\UPOD\Cell_DLE\CSV_files_raw_nieuwe_structuur\2012\sap1_93\m02 | F:\UPOD\Cell_DLE\CSV_files_raw_nieuwe_structuur\2012\sap1_93\m02\42193az_dlext_20120214_5252_7374.csv | 2123
v4 | Full | 3 | 42193az_dlext_20120215_7375_7504.csv | F:\UPOD\Cell_DLE\CSV_files_raw_nieuwe_structuur\2012\sap1_93\m02 | F:\UPOD\Cell_DLE\CSV_files_raw_nieuwe_structuur\2012\sap1_93\m02\42193az_dlext_20120215_7375_7504.csv | 130
v4 | Full | 3 | 42193az_dlext_20120216_7505_7831.csv | F:\UPOD\Cell_DLE\CSV_files_raw_nieuwe_structuur\2012\sap1_93\m02 | F:\UPOD\Cell_DLE\CSV_files_raw_nieuwe_structuur\2012\sap1_93\m02\42193az_dlext_20120216_7505_7831.csv | 327
v4 | Full | 3 | 42193az_dlext_20120217_7832_8121.csv | F:\UPOD\Cell_DLE\CSV_files_raw_nieuwe_structuur\2012\sap1_93\m02 | F:\UPOD\Cell_DLE\CSV_files_raw_nieuwe_structuur\2012\sap1_93\m02\42193az_dlext_20120217_7832_8121.csv | 290
v4 | Full | 3 | 42193az_dlext_20120218_8122_8224.csv | F:\UPOD\Cell_DLE\CSV_files_raw_nieuwe_structuur\2012\sap1_93\m02 | F:\UPOD\Cell_DLE\CSV_files_raw_nieuwe_structuur\2012\sap1_93\m02\42193az_dlext_20120218_8122_8224.csv | 103
v4 | Full | 3 | 42193az_dlext_20120219_8225_8297.csv | F:\UPOD\Cell_DLE\CSV_files_raw_nieuwe_structuur\2012\sap1_93\m02 | F:\UPOD\Cell_DLE\CSV_files_raw_nieuwe_structuur\2012\sap1_93\m02\42193az_dlext_20120219_8225_8297.csv | 73
v4 | Full | 3 | 42193az_dlext_20120220_8298_8630.csv | F:\UPOD\Cell_DLE\CSV_files_raw_nieuwe_structuur\2012\sap1_93\m02 | F:\UPOD\Cell_DLE\CSV_files_raw_nieuwe_structuur\2012\sap1_93\m02\42193az_dlext_20120220_8298_8630.csv | 333
v4 | Full | 3 | 42193az_dlext_20120221_8631_8842.csv | F:\UPOD\Cell_DLE\CSV_files_raw_nieuwe_structuur\2012\sap1_93\m02 | F:\UPOD\Cell_DLE\CSV_files_raw_nieuwe_structuur\2012\sap1_93\m02\42193az_dlext_20120221_8631_8842.csv | 212
v4 | Full | 3 | 42193az_dlext_20120222_8843_9145.csv | F:\UPOD\Cell_DLE\CSV_files_raw_nieuwe_structuur\2012\sap1_93\m02 | F:\UPOD\Cell_DLE\CSV_files_raw_nieuwe_structuur\2012\sap1_93\m02\42193az_dlext_20120222_8843_9145.csv | 303
v4 | Full | 3 | 42193az_dlext_20120223_9146_9606.csv | F:\UPOD\Cell_DLE\CSV_files_raw_nieuwe_structuur\2012\sap1_93\m02 | F:\UPOD\Cell_DLE\CSV_files_raw_nieuwe_structuur\2012\sap1_93\m02\42193az_dlext_20120223_9146_9606.csv | 461
v4 | Full | 3 | 42193az_dlext_20120224_9607_9947.csv | F:\UPOD\Cell_DLE\CSV_files_raw_nieuwe_structuur\2012\sap1_93\m02 | F:\UPOD\Cell_DLE\CSV_files_raw_nieuwe_structuur\2012\sap1_93\m02\42193az_dlext_20120224_9607_9947.csv | 341
v4 | Full | 3 | 42193az_dlext_20120225_9948_0058.csv | F:\UPOD\Cell_DLE\CSV_files_raw_nieuwe_structuur\2012\sap1_93\m02 | F:\UPOD\Cell_DLE\CSV_files_raw_nieuwe_structuur\2012\sap1_93\m02\42193az_dlext_20120225_9948_0058.csv | 111
v4 | Full | 3 | 42193az_dlext_20120226_0059_0127.csv | F:\UPOD\Cell_DLE\CSV_files_raw_nieuwe_structuur\2012\sap1_93\m02 | F:\UPOD\Cell_DLE\CSV_files_raw_nieuwe_structuur\2012\sap1_93\m02\42193az_dlext_20120226_0059_0127.csv | 69
v4 | Full | 3 | 42193az_dlext_20120227_0128_0463.csv | F:\UPOD\Cell_DLE\CSV_files_raw_nieuwe_structuur\2012\sap1_93\m02 | F:\UPOD\Cell_DLE\CSV_files_raw_nieuwe_structuur\2012\sap1_93\m02\42193az_dlext_20120227_0128_0463.csv | 336
v4 | Full | 3 | 42193az_dlext_20120228_0464_0711.csv | F:\UPOD\Cell_DLE\CSV_files_raw_nieuwe_structuur\2012\sap1_93\m02 | F:\UPOD\Cell_DLE\CSV_files_raw_nieuwe_structuur\2012\sap1_93\m02\42193az_dlext_20120228_0464_0711.csv | 248
v4 | Full | 3 | 42193az_dlext_20120229_0712_0900.csv | F:\UPOD\Cell_DLE\CSV_files_raw_nieuwe_structuur\2012\sap1_93\m02 | F:\UPOD\Cell_DLE\CSV_files_raw_nieuwe_structuur\2012\sap1_93\m02\42193az_dlext_20120229_0712_0900.csv | 189
v4 | Full | 3 | 42193az_dlext_20120301_0901_1245.csv | F:\UPOD\Cell_DLE\CSV_files_raw_nieuwe_structuur\2012\sap1_93\m03 | F:\UPOD\Cell_DLE\CSV_files_raw_nieuwe_structuur\2012\sap1_93\m03\42193az_dlext_20120301_0901_1245.csv | 345
v4 | Full | 3 | 42193az_dlext_20120302_1246_1472.csv | F:\UPOD\Cell_DLE\CSV_files_raw_nieuwe_structuur\2012\sap1_93\m03 | F:\UPOD\Cell_DLE\CSV_files_raw_nieuwe_structuur\2012\sap1_93\m03\42193az_dlext_20120302_1246_1472.csv | 227
v4 | Full | 3 | 42193az_dlext_20120303_1473_1564.csv | F:\UPOD\Cell_DLE\CSV_files_raw_nieuwe_structuur\2012\sap1_93\m03 | F:\UPOD\Cell_DLE\CSV_files_raw_nieuwe_structuur\2012\sap1_93\m03\42193az_dlext_20120303_1473_1564.csv | 92
v4 | Full | 3 | 42193az_dlext_20120304_1565_1618.csv | F:\UPOD\Cell_DLE\CSV_files_raw_nieuwe_structuur\2012\sap1_93\m03 | F:\UPOD\Cell_DLE\CSV_files_raw_nieuwe_structuur\2012\sap1_93\m03\42193az_dlext_20120304_1565_1618.csv | 54
v4 | Full | 3 | 42193az_dlext_20120305_1619_1934.csv | F:\UPOD\Cell_DLE\CSV_files_raw_nieuwe_structuur\2012\sap1_93\m03 | F:\UPOD\Cell_DLE\CSV_files_raw_nieuwe_structuur\2012\sap1_93\m03\42193az_dlext_20120305_1619_1934.csv | 316
v4 | Full | 3 | 42193az_dlext_20120306_1935_2270.csv | F:\UPOD\Cell_DLE\CSV_files_raw_nieuwe_structuur\2012\sap1_93\m03 | F:\UPOD\Cell_DLE\CSV_files_raw_nieuwe_structuur\2012\sap1_93\m03\42193az_dlext_20120306_1935_2270.csv | 336
v4 | Full | 3 | 42193az_dlext_20120307_2271_2571.csv | F:\UPOD\Cell_DLE\CSV_files_raw_nieuwe_structuur\2012\sap1_93\m03 | F:\UPOD\Cell_DLE\CSV_files_raw_nieuwe_structuur\2012\sap1_93\m03\42193az_dlext_20120307_2271_2571.csv | 301
v4 | Full | 3 | 42193az_dlext_20120308_2572_2964.csv | F:\UPOD\Cell_DLE\CSV_files_raw_nieuwe_structuur\2012\sap1_93\m03 | F:\UPOD\Cell_DLE\CSV_files_raw_nieuwe_structuur\2012\sap1_93\m03\42193az_dlext_20120308_2572_2964.csv | 393
v4 | Full | 3 | 42193az_dlext_20120309_2965_3240.csv | F:\UPOD\Cell_DLE\CSV_files_raw_nieuwe_structuur\2012\sap1_93\m03 | F:\UPOD\Cell_DLE\CSV_files_raw_nieuwe_structuur\2012\sap1_93\m03\42193az_dlext_20120309_2965_3240.csv | 276
v4 | Full | 3 | 42193az_dlext_20120310_3241_3333.csv | F:\UPOD\Cell_DLE\CSV_files_raw_nieuwe_structuur\2012\sap1_93\m03 | F:\UPOD\Cell_DLE\CSV_files_raw_nieuwe_structuur\2012\sap1_93\m03\42193az_dlext_20120310_3241_3333.csv | 93
v4 | Full | 3 | 42193az_dlext_20120311_3334_3361.csv | F:\UPOD\Cell_DLE\CSV_files_raw_nieuwe_structuur\2012\sap1_93\m03 | F:\UPOD\Cell_DLE\CSV_files_raw_nieuwe_structuur\2012\sap1_93\m03\42193az_dlext_20120311_3334_3361.csv | 28
v4 | Full | 3 | 42193az_dlext_20120312_3362_3692.csv | F:\UPOD\Cell_DLE\CSV_files_raw_nieuwe_structuur\2012\sap1_93\m03 | F:\UPOD\Cell_DLE\CSV_files_raw_nieuwe_structuur\2012\sap1_93\m03\42193az_dlext_20120312_3362_3692.csv | 331
v4 | Full | 3 | 42193az_dlext_20120313_3693_4059.csv | F:\UPOD\Cell_DLE\CSV_files_raw_nieuwe_structuur\2012\sap1_93\m03 | F:\UPOD\Cell_DLE\CSV_files_raw_nieuwe_structuur\2012\sap1_93\m03\42193az_dlext_20120313_3693_4059.csv | 367
v4 | Full | 3 | 42193az_dlext_20120314_4060_4338.csv | F:\UPOD\Cell_DLE\CSV_files_raw_nieuwe_structuur\2012\sap1_93\m03 | F:\UPOD\Cell_DLE\CSV_files_raw_nieuwe_structuur\2012\sap1_93\m03\42193az_dlext_20120314_4060_4338.csv | 279
v4 | Full | 3 | 42193az_dlext_20120315_4339_4639.csv | F:\UPOD\Cell_DLE\CSV_files_raw_nieuwe_structuur\2012\sap1_93\m03 | F:\UPOD\Cell_DLE\CSV_files_raw_nieuwe_structuur\2012\sap1_93\m03\42193az_dlext_20120315_4339_4639.csv | 301
v4 | Full | 3 | 42193az_dlext_20120316_4640_4905.csv | F:\UPOD\Cell_DLE\CSV_files_raw_nieuwe_structuur\2012\sap1_93\m03 | F:\UPOD\Cell_DLE\CSV_files_raw_nieuwe_structuur\2012\sap1_93\m03\42193az_dlext_20120316_4640_4905.csv | 266
v4 | Full | 3 | 42193az_dlext_20120317_4906_5007.csv | F:\UPOD\Cell_DLE\CSV_files_raw_nieuwe_structuur\2012\sap1_93\m03 | F:\UPOD\Cell_DLE\CSV_files_raw_nieuwe_structuur\2012\sap1_93\m03\42193az_dlext_20120317_4906_5007.csv | 102
v4 | Full | 3 | 42193az_dlext_20120318_5008_5091.csv | F:\UPOD\Cell_DLE\CSV_files_raw_nieuwe_structuur\2012\sap1_93\m03 | F:\UPOD\Cell_DLE\CSV_files_raw_nieuwe_structuur\2012\sap1_93\m03\42193az_dlext_20120318_5008_5091.csv | 84
v4 | Full | 3 | 42193az_dlext_20120319_5092_5434.csv | F:\UPOD\Cell_DLE\CSV_files_raw_nieuwe_structuur\2012\sap1_93\m03 | F:\UPOD\Cell_DLE\CSV_files_raw_nieuwe_structuur\2012\sap1_93\m03\42193az_dlext_20120319_5092_5434.csv | 343
v4 | Full | 3 | 42193az_dlext_20120320_5435_5748.csv | F:\UPOD\Cell_DLE\CSV_files_raw_nieuwe_structuur\2012\sap1_93\m03 | F:\UPOD\Cell_DLE\CSV_files_raw_nieuwe_structuur\2012\sap1_93\m03\42193az_dlext_20120320_5435_5748.csv | 314
v4 | Full | 3 | 42193az_dlext_20120321_5749_6101.csv | F:\UPOD\Cell_DLE\CSV_files_raw_nieuwe_structuur\2012\sap1_93\m03 | F:\UPOD\Cell_DLE\CSV_files_raw_nieuwe_structuur\2012\sap1_93\m03\42193az_dlext_20120321_5749_6101.csv | 353
v4 | Full | 3 | 42193az_dlext_20120322_6102_6416.csv | F:\UPOD\Cell_DLE\CSV_files_raw_nieuwe_structuur\2012\sap1_93\m03 | F:\UPOD\Cell_DLE\CSV_files_raw_nieuwe_structuur\2012\sap1_93\m03\42193az_dlext_20120322_6102_6416.csv | 315
v4 | Full | 3 | 42193az_dlext_20120323_6417_6677.csv | F:\UPOD\Cell_DLE\CSV_files_raw_nieuwe_structuur\2012\sap1_93\m03 | F:\UPOD\Cell_DLE\CSV_files_raw_nieuwe_structuur\2012\sap1_93\m03\42193az_dlext_20120323_6417_6677.csv | 261
v4 | Full | 3 | 42193az_dlext_20120324_6678_6782.csv | F:\UPOD\Cell_DLE\CSV_files_raw_nieuwe_structuur\2012\sap1_93\m03 | F:\UPOD\Cell_DLE\CSV_files_raw_nieuwe_structuur\2012\sap1_93\m03\42193az_dlext_20120324_6678_6782.csv | 105
v4 | Full | 3 | 42193az_dlext_20120325_6783_6845.csv | F:\UPOD\Cell_DLE\CSV_files_raw_nieuwe_structuur\2012\sap1_93\m03 | F:\UPOD\Cell_DLE\CSV_files_raw_nieuwe_structuur\2012\sap1_93\m03\42193az_dlext_20120325_6783_6845.csv | 63
v4 | Full | 3 | 42193az_dlext_20120326_6846_7123.csv | F:\UPOD\Cell_DLE\CSV_files_raw_nieuwe_structuur\2012\sap1_93\m03 | F:\UPOD\Cell_DLE\CSV_files_raw_nieuwe_structuur\2012\sap1_93\m03\42193az_dlext_20120326_6846_7123.csv | 278
v4 | Full | 3 | 42193az_dlext_20120327_7124_7435.csv | F:\UPOD\Cell_DLE\CSV_files_raw_nieuwe_structuur\2012\sap1_93\m03 | F:\UPOD\Cell_DLE\CSV_files_raw_nieuwe_structuur\2012\sap1_93\m03\42193az_dlext_20120327_7124_7435.csv | 312
v4 | Full | 3 | 42193az_dlext_20120328_7436_7774.csv | F:\UPOD\Cell_DLE\CSV_files_raw_nieuwe_structuur\2012\sap1_93\m03 | F:\UPOD\Cell_DLE\CSV_files_raw_nieuwe_structuur\2012\sap1_93\m03\42193az_dlext_20120328_7436_7774.csv | 339
v4 | Full | 3 | 42193az_dlext_20120329_7775_8081.csv | F:\UPOD\Cell_DLE\CSV_files_raw_nieuwe_structuur\2012\sap1_93\m03 | F:\UPOD\Cell_DLE\CSV_files_raw_nieuwe_structuur\2012\sap1_93\m03\42193az_dlext_20120329_7775_8081.csv | 307
v4 | Full | 3 | 42193az_dlext_20120330_8082_8309.csv | F:\UPOD\Cell_DLE\CSV_files_raw_nieuwe_structuur\2012\sap1_93\m03 | F:\UPOD\Cell_DLE\CSV_files_raw_nieuwe_structuur\2012\sap1_93\m03\42193az_dlext_20120330_8082_8309.csv | 228
v4 | Full | 3 | 42193az_dlext_20120331_8310_8394.csv | F:\UPOD\Cell_DLE\CSV_files_raw_nieuwe_structuur\2012\sap1_93\m03 | F:\UPOD\Cell_DLE\CSV_files_raw_nieuwe_structuur\2012\sap1_93\m03\42193az_dlext_20120331_8310_8394.csv | 85
v4 | Full | 3 | 42193az_dlext_20120401_8395_8476.csv | F:\UPOD\Cell_DLE\CSV_files_raw_nieuwe_structuur\2012\sap1_93\m04 | F:\UPOD\Cell_DLE\CSV_files_raw_nieuwe_structuur\2012\sap1_93\m04\42193az_dlext_20120401_8395_8476.csv | 82
v4 | Full | 3 | 42193az_dlext_20120402_8477_8842.csv | F:\UPOD\Cell_DLE\CSV_files_raw_nieuwe_structuur\2012\sap1_93\m04 | F:\UPOD\Cell_DLE\CSV_files_raw_nieuwe_structuur\2012\sap1_93\m04\42193az_dlext_20120402_8477_8842.csv | 366
v4 | Full | 3 | 42193az_dlext_20120403_8843_9173.csv | F:\UPOD\Cell_DLE\CSV_files_raw_nieuwe_structuur\2012\sap1_93\m04 | F:\UPOD\Cell_DLE\CSV_files_raw_nieuwe_structuur\2012\sap1_93\m04\42193az_dlext_20120403_8843_9173.csv | 331
v4 | Full | 3 | 42193az_dlext_20120404_9174_9298.csv | F:\UPOD\Cell_DLE\CSV_files_raw_nieuwe_structuur\2012\sap1_93\m04 | F:\UPOD\Cell_DLE\CSV_files_raw_nieuwe_structuur\2012\sap1_93\m04\42193az_dlext_20120404_9174_9298.csv | 125
v4 | Full | 3 | 42193az_dlext_20120405_9299_9669.csv | F:\UPOD\Cell_DLE\CSV_files_raw_nieuwe_structuur\2012\sap1_93\m04 | F:\UPOD\Cell_DLE\CSV_files_raw_nieuwe_structuur\2012\sap1_93\m04\42193az_dlext_20120405_9299_9669.csv | 371
v4 | Full | 3 | 42193az_dlext_20120406_9670_9802.csv | F:\UPOD\Cell_DLE\CSV_files_raw_nieuwe_structuur\2012\sap1_93\m04 | F:\UPOD\Cell_DLE\CSV_files_raw_nieuwe_structuur\2012\sap1_93\m04\42193az_dlext_20120406_9670_9802.csv | 133
v4 | Full | 3 | 42193az_dlext_20120407_9803_9863.csv | F:\UPOD\Cell_DLE\CSV_files_raw_nieuwe_structuur\2012\sap1_93\m04 | F:\UPOD\Cell_DLE\CSV_files_raw_nieuwe_structuur\2012\sap1_93\m04\42193az_dlext_20120407_9803_9863.csv | 61
v4 | Full | 3 | 42193az_dlext_20120408_9864_9933.csv | F:\UPOD\Cell_DLE\CSV_files_raw_nieuwe_structuur\2012\sap1_93\m04 | F:\UPOD\Cell_DLE\CSV_files_raw_nieuwe_structuur\2012\sap1_93\m04\42193az_dlext_20120408_9864_9933.csv | 70
v4 | Full | 3 | 42193az_dlext_20120409_9934_0054.csv | F:\UPOD\Cell_DLE\CSV_files_raw_nieuwe_structuur\2012\sap1_93\m04 | F:\UPOD\Cell_DLE\CSV_files_raw_nieuwe_structuur\2012\sap1_93\m04\42193az_dlext_20120409_9934_0054.csv | 121
v4 | Full | 3 | 42193az_dlext_20120410_0055_0343.csv | F:\UPOD\Cell_DLE\CSV_files_raw_nieuwe_structuur\2012\sap1_93\m04 | F:\UPOD\Cell_DLE\CSV_files_raw_nieuwe_structuur\2012\sap1_93\m04\42193az_dlext_20120410_0055_0343.csv | 289
v4 | Full | 3 | 42193az_dlext_20120411_0344_0642.csv | F:\UPOD\Cell_DLE\CSV_files_raw_nieuwe_structuur\2012\sap1_93\m04 | F:\UPOD\Cell_DLE\CSV_files_raw_nieuwe_structuur\2012\sap1_93\m04\42193az_dlext_20120411_0344_0642.csv | 299
v4 | Full | 3 | 42193az_dlext_20120412_0643_1022.csv | F:\UPOD\Cell_DLE\CSV_files_raw_nieuwe_structuur\2012\sap1_93\m04 | F:\UPOD\Cell_DLE\CSV_files_raw_nieuwe_structuur\2012\sap1_93\m04\42193az_dlext_20120412_0643_1022.csv | 380
v4 | Full | 3 | 42193az_dlext_20120413_1023_1296.csv | F:\UPOD\Cell_DLE\CSV_files_raw_nieuwe_structuur\2012\sap1_93\m04 | F:\UPOD\Cell_DLE\CSV_files_raw_nieuwe_structuur\2012\sap1_93\m04\42193az_dlext_20120413_1023_1296.csv | 274
v4 | Full | 3 | 42193az_dlext_20120414_1297_1319.csv | F:\UPOD\Cell_DLE\CSV_files_raw_nieuwe_structuur\2012\sap1_93\m04 | F:\UPOD\Cell_DLE\CSV_files_raw_nieuwe_structuur\2012\sap1_93\m04\42193az_dlext_20120414_1297_1319.csv | 23
v4 | Full | 3 | 42193az_dlext_20120415_1320_1395.csv | F:\UPOD\Cell_DLE\CSV_files_raw_nieuwe_structuur\2012\sap1_93\m04 | F:\UPOD\Cell_DLE\CSV_files_raw_nieuwe_structuur\2012\sap1_93\m04\42193az_dlext_20120415_1320_1395.csv | 76
v4 | Full | 3 | 42193az_dlext_20120416_1396_1758.csv | F:\UPOD\Cell_DLE\CSV_files_raw_nieuwe_structuur\2012\sap1_93\m04 | F:\UPOD\Cell_DLE\CSV_files_raw_nieuwe_structuur\2012\sap1_93\m04\42193az_dlext_20120416_1396_1758.csv | 363
v4 | Full | 3 | 42193az_dlext_20120417_1759_2017.csv | F:\UPOD\Cell_DLE\CSV_files_raw_nieuwe_structuur\2012\sap1_93\m04 | F:\UPOD\Cell_DLE\CSV_files_raw_nieuwe_structuur\2012\sap1_93\m04\42193az_dlext_20120417_1759_2017.csv | 259
v4 | Full | 3 | 42193az_dlext_20120418_2018_2300.csv | F:\UPOD\Cell_DLE\CSV_files_raw_nieuwe_structuur\2012\sap1_93\m04 | F:\UPOD\Cell_DLE\CSV_files_raw_nieuwe_structuur\2012\sap1_93\m04\42193az_dlext_20120418_2018_2300.csv | 283
v4 | Full | 3 | 42193az_dlext_20120419_2301_2646.csv | F:\UPOD\Cell_DLE\CSV_files_raw_nieuwe_structuur\2012\sap1_93\m04 | F:\UPOD\Cell_DLE\CSV_files_raw_nieuwe_structuur\2012\sap1_93\m04\42193az_dlext_20120419_2301_2646.csv | 346
v4 | Full | 3 | 42193az_dlext_20120420_2647_2915.csv | F:\UPOD\Cell_DLE\CSV_files_raw_nieuwe_structuur\2012\sap1_93\m04 | F:\UPOD\Cell_DLE\CSV_files_raw_nieuwe_structuur\2012\sap1_93\m04\42193az_dlext_20120420_2647_2915.csv | 269
v4 | Full | 3 | 42193az_dlext_20120421_2916_2973.csv | F:\UPOD\Cell_DLE\CSV_files_raw_nieuwe_structuur\2012\sap1_93\m04 | F:\UPOD\Cell_DLE\CSV_files_raw_nieuwe_structuur\2012\sap1_93\m04\42193az_dlext_20120421_2916_2973.csv | 58
v4 | Full | 3 | 42193az_dlext_20120422_2974_3020.csv | F:\UPOD\Cell_DLE\CSV_files_raw_nieuwe_structuur\2012\sap1_93\m04 | F:\UPOD\Cell_DLE\CSV_files_raw_nieuwe_structuur\2012\sap1_93\m04\42193az_dlext_20120422_2974_3020.csv | 47
v4 | Full | 3 | 42193az_dlext_20120423_3021_3263.csv | F:\UPOD\Cell_DLE\CSV_files_raw_nieuwe_structuur\2012\sap1_93\m04 | F:\UPOD\Cell_DLE\CSV_files_raw_nieuwe_structuur\2012\sap1_93\m04\42193az_dlext_20120423_3021_3263.csv | 243
v4 | Full | 3 | 42193az_dlext_20120424_3264_3613.csv | F:\UPOD\Cell_DLE\CSV_files_raw_nieuwe_structuur\2012\sap1_93\m04 | F:\UPOD\Cell_DLE\CSV_files_raw_nieuwe_structuur\2012\sap1_93\m04\42193az_dlext_20120424_3264_3613.csv | 350
v4 | Full | 3 | 42193az_dlext_20120425_3614_3952.csv | F:\UPOD\Cell_DLE\CSV_files_raw_nieuwe_structuur\2012\sap1_93\m04 | F:\UPOD\Cell_DLE\CSV_files_raw_nieuwe_structuur\2012\sap1_93\m04\42193az_dlext_20120425_3614_3952.csv | 339
v4 | Full | 3 | 42193az_dlext_20120426_3953_4283.csv | F:\UPOD\Cell_DLE\CSV_files_raw_nieuwe_structuur\2012\sap1_93\m04 | F:\UPOD\Cell_DLE\CSV_files_raw_nieuwe_structuur\2012\sap1_93\m04\42193az_dlext_20120426_3953_4283.csv | 331
v4 | Full | 3 | 42193az_dlext_20120427_4284_4553.csv | F:\UPOD\Cell_DLE\CSV_files_raw_nieuwe_structuur\2012\sap1_93\m04 | F:\UPOD\Cell_DLE\CSV_files_raw_nieuwe_structuur\2012\sap1_93\m04\42193az_dlext_20120427_4284_4553.csv | 270
v4 | Full | 3 | 42193az_dlext_20120428_4554_4662.csv | F:\UPOD\Cell_DLE\CSV_files_raw_nieuwe_structuur\2012\sap1_93\m04 | F:\UPOD\Cell_DLE\CSV_files_raw_nieuwe_structuur\2012\sap1_93\m04\42193az_dlext_20120428_4554_4662.csv | 109
v4 | Full | 3 | 42193az_dlext_20120429_4663_4808.csv | F:\UPOD\Cell_DLE\CSV_files_raw_nieuwe_structuur\2012\sap1_93\m04 | F:\UPOD\Cell_DLE\CSV_files_raw_nieuwe_structuur\2012\sap1_93\m04\42193az_dlext_20120429_4663_4808.csv | 146
v4 | Full | 3 | 42193az_dlext_20120430_4809_4942.csv | F:\UPOD\Cell_DLE\CSV_files_raw_nieuwe_structuur\2012\sap1_93\m04 | F:\UPOD\Cell_DLE\CSV_files_raw_nieuwe_structuur\2012\sap1_93\m04\42193az_dlext_20120430_4809_4942.csv | 134
v4 | Full | 3 | 42193az_dlext_20120501_4943_5265.csv | F:\UPOD\Cell_DLE\CSV_files_raw_nieuwe_structuur\2012\sap1_93\m05 | F:\UPOD\Cell_DLE\CSV_files_raw_nieuwe_structuur\2012\sap1_93\m05\42193az_dlext_20120501_4943_5265.csv | 323
v4 | Full | 3 | 42193az_dlext_20120502_5266_5560.csv | F:\UPOD\Cell_DLE\CSV_files_raw_nieuwe_structuur\2012\sap1_93\m05 | F:\UPOD\Cell_DLE\CSV_files_raw_nieuwe_structuur\2012\sap1_93\m05\42193az_dlext_20120502_5266_5560.csv | 295
v4 | Full | 3 | 42193az_dlext_20120503_5561_5968.csv | F:\UPOD\Cell_DLE\CSV_files_raw_nieuwe_structuur\2012\sap1_93\m05 | F:\UPOD\Cell_DLE\CSV_files_raw_nieuwe_structuur\2012\sap1_93\m05\42193az_dlext_20120503_5561_5968.csv | 408
v4 | Full | 3 | 42193az_dlext_20120504_5969_6200.csv | F:\UPOD\Cell_DLE\CSV_files_raw_nieuwe_structuur\2012\sap1_93\m05 | F:\UPOD\Cell_DLE\CSV_files_raw_nieuwe_structuur\2012\sap1_93\m05\42193az_dlext_20120504_5969_6200.csv | 232
v4 | Full | 3 | 42193az_dlext_20120505_6201_6297.csv | F:\UPOD\Cell_DLE\CSV_files_raw_nieuwe_structuur\2012\sap1_93\m05 | F:\UPOD\Cell_DLE\CSV_files_raw_nieuwe_structuur\2012\sap1_93\m05\42193az_dlext_20120505_6201_6297.csv | 97
v4 | Full | 3 | 42193az_dlext_20120506_6298_6445.csv | F:\UPOD\Cell_DLE\CSV_files_raw_nieuwe_structuur\2012\sap1_93\m05 | F:\UPOD\Cell_DLE\CSV_files_raw_nieuwe_structuur\2012\sap1_93\m05\42193az_dlext_20120506_6298_6445.csv | 148
v4 | Full | 3 | 42193az_dlext_20120507_6446_6858.csv | F:\UPOD\Cell_DLE\CSV_files_raw_nieuwe_structuur\2012\sap1_93\m05 | F:\UPOD\Cell_DLE\CSV_files_raw_nieuwe_structuur\2012\sap1_93\m05\42193az_dlext_20120507_6446_6858.csv | 413
v4 | Full | 3 | 42193az_dlext_20120508_6859_7214.csv | F:\UPOD\Cell_DLE\CSV_files_raw_nieuwe_structuur\2012\sap1_93\m05 | F:\UPOD\Cell_DLE\CSV_files_raw_nieuwe_structuur\2012\sap1_93\m05\42193az_dlext_20120508_6859_7214.csv | 356
v4 | Full | 3 | 42193az_dlext_20120509_7215_7566.csv | F:\UPOD\Cell_DLE\CSV_files_raw_nieuwe_structuur\2012\sap1_93\m05 | F:\UPOD\Cell_DLE\CSV_files_raw_nieuwe_structuur\2012\sap1_93\m05\42193az_dlext_20120509_7215_7566.csv | 352
v4 | Full | 3 | 42193az_dlext_20120510_7567_7838.csv | F:\UPOD\Cell_DLE\CSV_files_raw_nieuwe_structuur\2012\sap1_93\m05 | F:\UPOD\Cell_DLE\CSV_files_raw_nieuwe_structuur\2012\sap1_93\m05\42193az_dlext_20120510_7567_7838.csv | 272
v4 | Full | 3 | 42193az_dlext_20120511_7839_8136.csv | F:\UPOD\Cell_DLE\CSV_files_raw_nieuwe_structuur\2012\sap1_93\m05 | F:\UPOD\Cell_DLE\CSV_files_raw_nieuwe_structuur\2012\sap1_93\m05\42193az_dlext_20120511_7839_8136.csv | 298
v4 | Full | 3 | 42193az_dlext_20120512_8137_8239.csv | F:\UPOD\Cell_DLE\CSV_files_raw_nieuwe_structuur\2012\sap1_93\m05 | F:\UPOD\Cell_DLE\CSV_files_raw_nieuwe_structuur\2012\sap1_93\m05\42193az_dlext_20120512_8137_8239.csv | 103
v4 | Full | 3 | 42193az_dlext_20120513_8240_8241.csv | F:\UPOD\Cell_DLE\CSV_files_raw_nieuwe_structuur\2012\sap1_93\m05 | F:\UPOD\Cell_DLE\CSV_files_raw_nieuwe_structuur\2012\sap1_93\m05\42193az_dlext_20120513_8240_8241.csv | 2
v4 | Full | 3 | 42193az_dlext_20120514_8242_8579.csv | F:\UPOD\Cell_DLE\CSV_files_raw_nieuwe_structuur\2012\sap1_93\m05 | F:\UPOD\Cell_DLE\CSV_files_raw_nieuwe_structuur\2012\sap1_93\m05\42193az_dlext_20120514_8242_8579.csv | 338
v4 | Full | 3 | 42193az_dlext_20120515_8580_8877.csv | F:\UPOD\Cell_DLE\CSV_files_raw_nieuwe_structuur\2012\sap1_93\m05 | F:\UPOD\Cell_DLE\CSV_files_raw_nieuwe_structuur\2012\sap1_93\m05\42193az_dlext_20120515_8580_8877.csv | 298
v4 | Full | 3 | 42193az_dlext_20120516_8878_9211.csv | F:\UPOD\Cell_DLE\CSV_files_raw_nieuwe_structuur\2012\sap1_93\m05 | F:\UPOD\Cell_DLE\CSV_files_raw_nieuwe_structuur\2012\sap1_93\m05\42193az_dlext_20120516_8878_9211.csv | 334
v4 | Full | 3 | 42193az_dlext_20120517_9212_9357.csv | F:\UPOD\Cell_DLE\CSV_files_raw_nieuwe_structuur\2012\sap1_93\m05 | F:\UPOD\Cell_DLE\CSV_files_raw_nieuwe_structuur\2012\sap1_93\m05\42193az_dlext_20120517_9212_9357.csv | 146
v4 | Full | 3 | 42193az_dlext_20120518_9358_9475.csv | F:\UPOD\Cell_DLE\CSV_files_raw_nieuwe_structuur\2012\sap1_93\m05 | F:\UPOD\Cell_DLE\CSV_files_raw_nieuwe_structuur\2012\sap1_93\m05\42193az_dlext_20120518_9358_9475.csv | 118
v4 | Full | 3 | 42193az_dlext_20120519_9476_9544.csv | F:\UPOD\Cell_DLE\CSV_files_raw_nieuwe_structuur\2012\sap1_93\m05 | F:\UPOD\Cell_DLE\CSV_files_raw_nieuwe_structuur\2012\sap1_93\m05\42193az_dlext_20120519_9476_9544.csv | 69
v4 | Full | 3 | 42193az_dlext_20120520_9545_9608.csv | F:\UPOD\Cell_DLE\CSV_files_raw_nieuwe_structuur\2012\sap1_93\m05 | F:\UPOD\Cell_DLE\CSV_files_raw_nieuwe_structuur\2012\sap1_93\m05\42193az_dlext_20120520_9545_9608.csv | 64
v4 | Full | 3 | 42193az_dlext_20120521_9609_9989.csv | F:\UPOD\Cell_DLE\CSV_files_raw_nieuwe_structuur\2012\sap1_93\m05 | F:\UPOD\Cell_DLE\CSV_files_raw_nieuwe_structuur\2012\sap1_93\m05\42193az_dlext_20120521_9609_9989.csv | 381
v4 | Full | 3 | 42193az_dlext_20120522_9990_0290.csv | F:\UPOD\Cell_DLE\CSV_files_raw_nieuwe_structuur\2012\sap1_93\m05 | F:\UPOD\Cell_DLE\CSV_files_raw_nieuwe_structuur\2012\sap1_93\m05\42193az_dlext_20120522_9990_0290.csv | 301
v4 | Full | 3 | 42193az_dlext_20120523_0291_0602.csv | F:\UPOD\Cell_DLE\CSV_files_raw_nieuwe_structuur\2012\sap1_93\m05 | F:\UPOD\Cell_DLE\CSV_files_raw_nieuwe_structuur\2012\sap1_93\m05\42193az_dlext_20120523_0291_0602.csv | 312
v4 | Full | 3 | 42193az_dlext_20120524_0603_0750.csv | F:\UPOD\Cell_DLE\CSV_files_raw_nieuwe_structuur\2012\sap1_93\m05 | F:\UPOD\Cell_DLE\CSV_files_raw_nieuwe_structuur\2012\sap1_93\m05\42193az_dlext_20120524_0603_0750.csv | 148
v4 | Full | 3 | 42193az_dlext_20120525_0751_0992.csv | F:\UPOD\Cell_DLE\CSV_files_raw_nieuwe_structuur\2012\sap1_93\m05 | F:\UPOD\Cell_DLE\CSV_files_raw_nieuwe_structuur\2012\sap1_93\m05\42193az_dlext_20120525_0751_0992.csv | 242
v4 | Full | 3 | 42193az_dlext_20120526_0993_1081.csv | F:\UPOD\Cell_DLE\CSV_files_raw_nieuwe_structuur\2012\sap1_93\m05 | F:\UPOD\Cell_DLE\CSV_files_raw_nieuwe_structuur\2012\sap1_93\m05\42193az_dlext_20120526_0993_1081.csv | 89
v4 | Full | 3 | 42193az_dlext_20120527_1082_1165.csv | F:\UPOD\Cell_DLE\CSV_files_raw_nieuwe_structuur\2012\sap1_93\m05 | F:\UPOD\Cell_DLE\CSV_files_raw_nieuwe_structuur\2012\sap1_93\m05\42193az_dlext_20120527_1082_1165.csv | 84
v4 | Full | 3 | 42193az_dlext_20120528_1166_1215.csv | F:\UPOD\Cell_DLE\CSV_files_raw_nieuwe_structuur\2012\sap1_93\m05 | F:\UPOD\Cell_DLE\CSV_files_raw_nieuwe_structuur\2012\sap1_93\m05\42193az_dlext_20120528_1166_1215.csv | 50
v4 | Full | 3 | 42193az_dlext_20120529_1216_1562.csv | F:\UPOD\Cell_DLE\CSV_files_raw_nieuwe_structuur\2012\sap1_93\m05 | F:\UPOD\Cell_DLE\CSV_files_raw_nieuwe_structuur\2012\sap1_93\m05\42193az_dlext_20120529_1216_1562.csv | 347
v4 | Full | 3 | 42193az_dlext_20120530_1563_1959.csv | F:\UPOD\Cell_DLE\CSV_files_raw_nieuwe_structuur\2012\sap1_93\m05 | F:\UPOD\Cell_DLE\CSV_files_raw_nieuwe_structuur\2012\sap1_93\m05\42193az_dlext_20120530_1563_1959.csv | 397
v4 | Full | 3 | 42193az_dlext_20120531_1960_2354.csv | F:\UPOD\Cell_DLE\CSV_files_raw_nieuwe_structuur\2012\sap1_93\m05 | F:\UPOD\Cell_DLE\CSV_files_raw_nieuwe_structuur\2012\sap1_93\m05\42193az_dlext_20120531_1960_2354.csv | 395
v4 | Full | 3 | 42193az_dlext_20120601_2355_2687.csv | F:\UPOD\Cell_DLE\CSV_files_raw_nieuwe_structuur\2012\sap1_93\m06 | F:\UPOD\Cell_DLE\CSV_files_raw_nieuwe_structuur\2012\sap1_93\m06\42193az_dlext_20120601_2355_2687.csv | 333
v4 | Full | 3 | 42193az_dlext_20120602_2688_2797.csv | F:\UPOD\Cell_DLE\CSV_files_raw_nieuwe_structuur\2012\sap1_93\m06 | F:\UPOD\Cell_DLE\CSV_files_raw_nieuwe_structuur\2012\sap1_93\m06\42193az_dlext_20120602_2688_2797.csv | 110
v4 | Full | 3 | 42193az_dlext_20120603_2798_2919.csv | F:\UPOD\Cell_DLE\CSV_files_raw_nieuwe_structuur\2012\sap1_93\m06 | F:\UPOD\Cell_DLE\CSV_files_raw_nieuwe_structuur\2012\sap1_93\m06\42193az_dlext_20120603_2798_2919.csv | 122
v4 | Full | 3 | 42193az_dlext_20120604_2920_3306.csv | F:\UPOD\Cell_DLE\CSV_files_raw_nieuwe_structuur\2012\sap1_93\m06 | F:\UPOD\Cell_DLE\CSV_files_raw_nieuwe_structuur\2012\sap1_93\m06\42193az_dlext_20120604_2920_3306.csv | 387
v4 | Full | 3 | 42193az_dlext_20120605_3307_3649.csv | F:\UPOD\Cell_DLE\CSV_files_raw_nieuwe_structuur\2012\sap1_93\m06 | F:\UPOD\Cell_DLE\CSV_files_raw_nieuwe_structuur\2012\sap1_93\m06\42193az_dlext_20120605_3307_3649.csv | 343
v4 | Full | 3 | 42193az_dlext_20120606_3650_3847.csv | F:\UPOD\Cell_DLE\CSV_files_raw_nieuwe_structuur\2012\sap1_93\m06 | F:\UPOD\Cell_DLE\CSV_files_raw_nieuwe_structuur\2012\sap1_93\m06\42193az_dlext_20120606_3650_3847.csv | 198
v4 | Full | 3 | 42193az_dlext_20120607_3848_4000.csv | F:\UPOD\Cell_DLE\CSV_files_raw_nieuwe_structuur\2012\sap1_93\m06 | F:\UPOD\Cell_DLE\CSV_files_raw_nieuwe_structuur\2012\sap1_93\m06\42193az_dlext_20120607_3848_4000.csv | 153
v4 | Full | 3 | 42193az_dlext_20120608_4001_4359.csv | F:\UPOD\Cell_DLE\CSV_files_raw_nieuwe_structuur\2012\sap1_93\m06 | F:\UPOD\Cell_DLE\CSV_files_raw_nieuwe_structuur\2012\sap1_93\m06\42193az_dlext_20120608_4001_4359.csv | 359
v4 | Full | 3 | 42193az_dlext_20120609_4360_4440.csv | F:\UPOD\Cell_DLE\CSV_files_raw_nieuwe_structuur\2012\sap1_93\m06 | F:\UPOD\Cell_DLE\CSV_files_raw_nieuwe_structuur\2012\sap1_93\m06\42193az_dlext_20120609_4360_4440.csv | 81
v4 | Full | 3 | 42193az_dlext_20120610_4441_4585.csv | F:\UPOD\Cell_DLE\CSV_files_raw_nieuwe_structuur\2012\sap1_93\m06 | F:\UPOD\Cell_DLE\CSV_files_raw_nieuwe_structuur\2012\sap1_93\m06\42193az_dlext_20120610_4441_4585.csv | 145
v4 | Full | 3 | 42193az_dlext_20120611_4586_4987.csv | F:\UPOD\Cell_DLE\CSV_files_raw_nieuwe_structuur\2012\sap1_93\m06 | F:\UPOD\Cell_DLE\CSV_files_raw_nieuwe_structuur\2012\sap1_93\m06\42193az_dlext_20120611_4586_4987.csv | 402
v4 | Full | 3 | 42193az_dlext_20120612_4988_5299.csv | F:\UPOD\Cell_DLE\CSV_files_raw_nieuwe_structuur\2012\sap1_93\m06 | F:\UPOD\Cell_DLE\CSV_files_raw_nieuwe_structuur\2012\sap1_93\m06\42193az_dlext_20120612_4988_5299.csv | 312
v4 | Full | 3 | 42193az_dlext_20120613_5300_5564.csv | F:\UPOD\Cell_DLE\CSV_files_raw_nieuwe_structuur\2012\sap1_93\m06 | F:\UPOD\Cell_DLE\CSV_files_raw_nieuwe_structuur\2012\sap1_93\m06\42193az_dlext_20120613_5300_5564.csv | 265
v4 | Full | 3 | 42193az_dlext_20120614_5565_5940.csv | F:\UPOD\Cell_DLE\CSV_files_raw_nieuwe_structuur\2012\sap1_93\m06 | F:\UPOD\Cell_DLE\CSV_files_raw_nieuwe_structuur\2012\sap1_93\m06\42193az_dlext_20120614_5565_5940.csv | 376
v4 | Full | 3 | 42193az_dlext_20120615_5941_6176.csv | F:\UPOD\Cell_DLE\CSV_files_raw_nieuwe_structuur\2012\sap1_93\m06 | F:\UPOD\Cell_DLE\CSV_files_raw_nieuwe_structuur\2012\sap1_93\m06\42193az_dlext_20120615_5941_6176.csv | 236
v4 | Full | 3 | 42193az_dlext_20120616_6177_6267.csv | F:\UPOD\Cell_DLE\CSV_files_raw_nieuwe_structuur\2012\sap1_93\m06 | F:\UPOD\Cell_DLE\CSV_files_raw_nieuwe_structuur\2012\sap1_93\m06\42193az_dlext_20120616_6177_6267.csv | 91
v4 | Full | 3 | 42193az_dlext_20120617_6268_6344.csv | F:\UPOD\Cell_DLE\CSV_files_raw_nieuwe_structuur\2012\sap1_93\m06 | F:\UPOD\Cell_DLE\CSV_files_raw_nieuwe_structuur\2012\sap1_93\m06\42193az_dlext_20120617_6268_6344.csv | 77
v4 | Full | 3 | 42193az_dlext_20120618_6345_6657.csv | F:\UPOD\Cell_DLE\CSV_files_raw_nieuwe_structuur\2012\sap1_93\m06 | F:\UPOD\Cell_DLE\CSV_files_raw_nieuwe_structuur\2012\sap1_93\m06\42193az_dlext_20120618_6345_6657.csv | 313
v4 | Full | 3 | 42193az_dlext_20120619_6658_6941.csv | F:\UPOD\Cell_DLE\CSV_files_raw_nieuwe_structuur\2012\sap1_93\m06 | F:\UPOD\Cell_DLE\CSV_files_raw_nieuwe_structuur\2012\sap1_93\m06\42193az_dlext_20120619_6658_6941.csv | 284
v4 | Full | 3 | 42193az_dlext_20120620_6942_7212.csv | F:\UPOD\Cell_DLE\CSV_files_raw_nieuwe_structuur\2012\sap1_93\m06 | F:\UPOD\Cell_DLE\CSV_files_raw_nieuwe_structuur\2012\sap1_93\m06\42193az_dlext_20120620_6942_7212.csv | 271
v4 | Full | 3 | 42193az_dlext_20120621_7213_7547.csv | F:\UPOD\Cell_DLE\CSV_files_raw_nieuwe_structuur\2012\sap1_93\m06 | F:\UPOD\Cell_DLE\CSV_files_raw_nieuwe_structuur\2012\sap1_93\m06\42193az_dlext_20120621_7213_7547.csv | 335
v4 | Full | 3 | 42193az_dlext_20120622_7548_7810.csv | F:\UPOD\Cell_DLE\CSV_files_raw_nieuwe_structuur\2012\sap1_93\m06 | F:\UPOD\Cell_DLE\CSV_files_raw_nieuwe_structuur\2012\sap1_93\m06\42193az_dlext_20120622_7548_7810.csv | 263
v4 | Full | 3 | 42193az_dlext_20120623_7811_7890.csv | F:\UPOD\Cell_DLE\CSV_files_raw_nieuwe_structuur\2012\sap1_93\m06 | F:\UPOD\Cell_DLE\CSV_files_raw_nieuwe_structuur\2012\sap1_93\m06\42193az_dlext_20120623_7811_7890.csv | 80
v4 | Full | 3 | 42193az_dlext_20120624_7891_7977.csv | F:\UPOD\Cell_DLE\CSV_files_raw_nieuwe_structuur\2012\sap1_93\m06 | F:\UPOD\Cell_DLE\CSV_files_raw_nieuwe_structuur\2012\sap1_93\m06\42193az_dlext_20120624_7891_7977.csv | 87
v4 | Full | 3 | 42193az_dlext_20120625_7978_8274.csv | F:\UPOD\Cell_DLE\CSV_files_raw_nieuwe_structuur\2012\sap1_93\m06 | F:\UPOD\Cell_DLE\CSV_files_raw_nieuwe_structuur\2012\sap1_93\m06\42193az_dlext_20120625_7978_8274.csv | 297
v4 | Full | 3 | 42193az_dlext_20120626_8275_8603.csv | F:\UPOD\Cell_DLE\CSV_files_raw_nieuwe_structuur\2012\sap1_93\m06 | F:\UPOD\Cell_DLE\CSV_files_raw_nieuwe_structuur\2012\sap1_93\m06\42193az_dlext_20120626_8275_8603.csv | 329
v4 | Full | 3 | 42193az_dlext_20120627_8604_8962.csv | F:\UPOD\Cell_DLE\CSV_files_raw_nieuwe_structuur\2012\sap1_93\m06 | F:\UPOD\Cell_DLE\CSV_files_raw_nieuwe_structuur\2012\sap1_93\m06\42193az_dlext_20120627_8604_8962.csv | 359
v4 | Full | 3 | 42193az_dlext_20120628_8963_9214.csv | F:\UPOD\Cell_DLE\CSV_files_raw_nieuwe_structuur\2012\sap1_93\m06 | F:\UPOD\Cell_DLE\CSV_files_raw_nieuwe_structuur\2012\sap1_93\m06\42193az_dlext_20120628_8963_9214.csv | 252
v4 | Full | 3 | 42193az_dlext_20120629_9215_9429.csv | F:\UPOD\Cell_DLE\CSV_files_raw_nieuwe_structuur\2012\sap1_93\m06 | F:\UPOD\Cell_DLE\CSV_files_raw_nieuwe_structuur\2012\sap1_93\m06\42193az_dlext_20120629_9215_9429.csv | 215
v4 | Full | 3 | 42193az_dlext_20120630_9430_9523.csv | F:\UPOD\Cell_DLE\CSV_files_raw_nieuwe_structuur\2012\sap1_93\m06 | F:\UPOD\Cell_DLE\CSV_files_raw_nieuwe_structuur\2012\sap1_93\m06\42193az_dlext_20120630_9430_9523.csv | 94
v4 | Full | 3 | 42193az_dlext_20120701_9524_9597.csv | F:\UPOD\Cell_DLE\CSV_files_raw_nieuwe_structuur\2012\sap1_93\m07 | F:\UPOD\Cell_DLE\CSV_files_raw_nieuwe_structuur\2012\sap1_93\m07\42193az_dlext_20120701_9524_9597.csv | 74
v4 | Full | 3 | 42193az_dlext_20120702_9598_9949.csv | F:\UPOD\Cell_DLE\CSV_files_raw_nieuwe_structuur\2012\sap1_93\m07 | F:\UPOD\Cell_DLE\CSV_files_raw_nieuwe_structuur\2012\sap1_93\m07\42193az_dlext_20120702_9598_9949.csv | 352
v4 | Full | 3 | 42193az_dlext_20120703_9950_0315.csv | F:\UPOD\Cell_DLE\CSV_files_raw_nieuwe_structuur\2012\sap1_93\m07 | F:\UPOD\Cell_DLE\CSV_files_raw_nieuwe_structuur\2012\sap1_93\m07\42193az_dlext_20120703_9950_0315.csv | 366
v4 | Full | 3 | 42193az_dlext_20120704_0316_0646.csv | F:\UPOD\Cell_DLE\CSV_files_raw_nieuwe_structuur\2012\sap1_93\m07 | F:\UPOD\Cell_DLE\CSV_files_raw_nieuwe_structuur\2012\sap1_93\m07\42193az_dlext_20120704_0316_0646.csv | 331
v4 | Full | 3 | 42193az_dlext_20120705_0647_1015.csv | F:\UPOD\Cell_DLE\CSV_files_raw_nieuwe_structuur\2012\sap1_93\m07 | F:\UPOD\Cell_DLE\CSV_files_raw_nieuwe_structuur\2012\sap1_93\m07\42193az_dlext_20120705_0647_1015.csv | 369
v4 | Full | 3 | 42193az_dlext_20120706_1016_1332.csv | F:\UPOD\Cell_DLE\CSV_files_raw_nieuwe_structuur\2012\sap1_93\m07 | F:\UPOD\Cell_DLE\CSV_files_raw_nieuwe_structuur\2012\sap1_93\m07\42193az_dlext_20120706_1016_1332.csv | 317
v4 | Full | 3 | 42193az_dlext_20120707_1333_1472.csv | F:\UPOD\Cell_DLE\CSV_files_raw_nieuwe_structuur\2012\sap1_93\m07 | F:\UPOD\Cell_DLE\CSV_files_raw_nieuwe_structuur\2012\sap1_93\m07\42193az_dlext_20120707_1333_1472.csv | 140
v4 | Full | 3 | 42193az_dlext_20120708_1473_1545.csv | F:\UPOD\Cell_DLE\CSV_files_raw_nieuwe_structuur\2012\sap1_93\m07 | F:\UPOD\Cell_DLE\CSV_files_raw_nieuwe_structuur\2012\sap1_93\m07\42193az_dlext_20120708_1473_1545.csv | 73
v4 | Full | 3 | 42193az_dlext_20120709_1546_1855.csv | F:\UPOD\Cell_DLE\CSV_files_raw_nieuwe_structuur\2012\sap1_93\m07 | F:\UPOD\Cell_DLE\CSV_files_raw_nieuwe_structuur\2012\sap1_93\m07\42193az_dlext_20120709_1546_1855.csv | 310
v4 | Full | 3 | 42193az_dlext_20120710_1856_2154.csv | F:\UPOD\Cell_DLE\CSV_files_raw_nieuwe_structuur\2012\sap1_93\m07 | F:\UPOD\Cell_DLE\CSV_files_raw_nieuwe_structuur\2012\sap1_93\m07\42193az_dlext_20120710_1856_2154.csv | 299
v4 | Full | 3 | 42193az_dlext_20120711_2155_2416.csv | F:\UPOD\Cell_DLE\CSV_files_raw_nieuwe_structuur\2012\sap1_93\m07 | F:\UPOD\Cell_DLE\CSV_files_raw_nieuwe_structuur\2012\sap1_93\m07\42193az_dlext_20120711_2155_2416.csv | 262
v4 | Full | 3 | 42193az_dlext_20120712_2417_2740.csv | F:\UPOD\Cell_DLE\CSV_files_raw_nieuwe_structuur\2012\sap1_93\m07 | F:\UPOD\Cell_DLE\CSV_files_raw_nieuwe_structuur\2012\sap1_93\m07\42193az_dlext_20120712_2417_2740.csv | 324
v4 | Full | 3 | 42193az_dlext_20120713_2741_3042.csv | F:\UPOD\Cell_DLE\CSV_files_raw_nieuwe_structuur\2012\sap1_93\m07 | F:\UPOD\Cell_DLE\CSV_files_raw_nieuwe_structuur\2012\sap1_93\m07\42193az_dlext_20120713_2741_3042.csv | 302
v4 | Full | 3 | 42193az_dlext_20120714_3043_3165.csv | F:\UPOD\Cell_DLE\CSV_files_raw_nieuwe_structuur\2012\sap1_93\m07 | F:\UPOD\Cell_DLE\CSV_files_raw_nieuwe_structuur\2012\sap1_93\m07\42193az_dlext_20120714_3043_3165.csv | 123
v4 | Full | 3 | 42193az_dlext_20120715_3166_3244.csv | F:\UPOD\Cell_DLE\CSV_files_raw_nieuwe_structuur\2012\sap1_93\m07 | F:\UPOD\Cell_DLE\CSV_files_raw_nieuwe_structuur\2012\sap1_93\m07\42193az_dlext_20120715_3166_3244.csv | 79
v4 | Full | 3 | 42193az_dlext_20120716_3245_3576.csv | F:\UPOD\Cell_DLE\CSV_files_raw_nieuwe_structuur\2012\sap1_93\m07 | F:\UPOD\Cell_DLE\CSV_files_raw_nieuwe_structuur\2012\sap1_93\m07\42193az_dlext_20120716_3245_3576.csv | 332
v4 | Full | 3 | 42193az_dlext_20120717_3577_3838.csv | F:\UPOD\Cell_DLE\CSV_files_raw_nieuwe_structuur\2012\sap1_93\m07 | F:\UPOD\Cell_DLE\CSV_files_raw_nieuwe_structuur\2012\sap1_93\m07\42193az_dlext_20120717_3577_3838.csv | 262
v4 | Full | 3 | 42193az_dlext_20120718_3839_4132.csv | F:\UPOD\Cell_DLE\CSV_files_raw_nieuwe_structuur\2012\sap1_93\m07 | F:\UPOD\Cell_DLE\CSV_files_raw_nieuwe_structuur\2012\sap1_93\m07\42193az_dlext_20120718_3839_4132.csv | 294
v4 | Full | 3 | 42193az_dlext_20120719_4133_4355.csv | F:\UPOD\Cell_DLE\CSV_files_raw_nieuwe_structuur\2012\sap1_93\m07 | F:\UPOD\Cell_DLE\CSV_files_raw_nieuwe_structuur\2012\sap1_93\m07\42193az_dlext_20120719_4133_4355.csv | 223
v4 | Full | 3 | 42193az_dlext_20120720_4356_4669.csv | F:\UPOD\Cell_DLE\CSV_files_raw_nieuwe_structuur\2012\sap1_93\m07 | F:\UPOD\Cell_DLE\CSV_files_raw_nieuwe_structuur\2012\sap1_93\m07\42193az_dlext_20120720_4356_4669.csv | 314
v4 | Full | 3 | 42193az_dlext_20120721_4670_4757.csv | F:\UPOD\Cell_DLE\CSV_files_raw_nieuwe_structuur\2012\sap1_93\m07 | F:\UPOD\Cell_DLE\CSV_files_raw_nieuwe_structuur\2012\sap1_93\m07\42193az_dlext_20120721_4670_4757.csv | 88
v4 | Full | 3 | 42193az_dlext_20120722_4758_4831.csv | F:\UPOD\Cell_DLE\CSV_files_raw_nieuwe_structuur\2012\sap1_93\m07 | F:\UPOD\Cell_DLE\CSV_files_raw_nieuwe_structuur\2012\sap1_93\m07\42193az_dlext_20120722_4758_4831.csv | 74
v4 | Full | 3 | 42193az_dlext_20120723_4832_5137.csv | F:\UPOD\Cell_DLE\CSV_files_raw_nieuwe_structuur\2012\sap1_93\m07 | F:\UPOD\Cell_DLE\CSV_files_raw_nieuwe_structuur\2012\sap1_93\m07\42193az_dlext_20120723_4832_5137.csv | 306
v4 | Full | 3 | 42193az_dlext_20120724_5138_5395.csv | F:\UPOD\Cell_DLE\CSV_files_raw_nieuwe_structuur\2012\sap1_93\m07 | F:\UPOD\Cell_DLE\CSV_files_raw_nieuwe_structuur\2012\sap1_93\m07\42193az_dlext_20120724_5138_5395.csv | 258
v4 | Full | 3 | 42193az_dlext_20120725_5396_5645.csv | F:\UPOD\Cell_DLE\CSV_files_raw_nieuwe_structuur\2012\sap1_93\m07 | F:\UPOD\Cell_DLE\CSV_files_raw_nieuwe_structuur\2012\sap1_93\m07\42193az_dlext_20120725_5396_5645.csv | 250
v4 | Full | 3 | 42193az_dlext_20120726_5646_5681.csv | F:\UPOD\Cell_DLE\CSV_files_raw_nieuwe_structuur\2012\sap1_93\m07 | F:\UPOD\Cell_DLE\CSV_files_raw_nieuwe_structuur\2012\sap1_93\m07\42193az_dlext_20120726_5646_5681.csv | 36
v4 | Full | 3 | 42193az_dlext_20120727_5682_5926.csv | F:\UPOD\Cell_DLE\CSV_files_raw_nieuwe_structuur\2012\sap1_93\m07 | F:\UPOD\Cell_DLE\CSV_files_raw_nieuwe_structuur\2012\sap1_93\m07\42193az_dlext_20120727_5682_5926.csv | 245
v4 | Full | 3 | 42193az_dlext_20120728_5927_6008.csv | F:\UPOD\Cell_DLE\CSV_files_raw_nieuwe_structuur\2012\sap1_93\m07 | F:\UPOD\Cell_DLE\CSV_files_raw_nieuwe_structuur\2012\sap1_93\m07\42193az_dlext_20120728_5927_6008.csv | 82
v4 | Full | 3 | 42193az_dlext_20120729_6009_6107.csv | F:\UPOD\Cell_DLE\CSV_files_raw_nieuwe_structuur\2012\sap1_93\m07 | F:\UPOD\Cell_DLE\CSV_files_raw_nieuwe_structuur\2012\sap1_93\m07\42193az_dlext_20120729_6009_6107.csv | 99
v4 | Full | 3 | 42193az_dlext_20120730_6108_6399.csv | F:\UPOD\Cell_DLE\CSV_files_raw_nieuwe_structuur\2012\sap1_93\m07 | F:\UPOD\Cell_DLE\CSV_files_raw_nieuwe_structuur\2012\sap1_93\m07\42193az_dlext_20120730_6108_6399.csv | 292
v4 | Full | 3 | 42193az_dlext_20120731_6400_6669.csv | F:\UPOD\Cell_DLE\CSV_files_raw_nieuwe_structuur\2012\sap1_93\m07 | F:\UPOD\Cell_DLE\CSV_files_raw_nieuwe_structuur\2012\sap1_93\m07\42193az_dlext_20120731_6400_6669.csv | 270
v4 | Full | 3 | 42193az_dlext_20120801_6670_6920.csv | F:\UPOD\Cell_DLE\CSV_files_raw_nieuwe_structuur\2012\sap1_93\m08 | F:\UPOD\Cell_DLE\CSV_files_raw_nieuwe_structuur\2012\sap1_93\m08\42193az_dlext_20120801_6670_6920.csv | 251
v4 | Full | 3 | 42193az_dlext_20120802_6921_7221.csv | F:\UPOD\Cell_DLE\CSV_files_raw_nieuwe_structuur\2012\sap1_93\m08 | F:\UPOD\Cell_DLE\CSV_files_raw_nieuwe_structuur\2012\sap1_93\m08\42193az_dlext_20120802_6921_7221.csv | 301
v4 | Full | 3 | 42193az_dlext_20120803_7222_7467.csv | F:\UPOD\Cell_DLE\CSV_files_raw_nieuwe_structuur\2012\sap1_93\m08 | F:\UPOD\Cell_DLE\CSV_files_raw_nieuwe_structuur\2012\sap1_93\m08\42193az_dlext_20120803_7222_7467.csv | 246
v4 | Full | 3 | 42193az_dlext_20120804_7468_7552.csv | F:\UPOD\Cell_DLE\CSV_files_raw_nieuwe_structuur\2012\sap1_93\m08 | F:\UPOD\Cell_DLE\CSV_files_raw_nieuwe_structuur\2012\sap1_93\m08\42193az_dlext_20120804_7468_7552.csv | 85
v4 | Full | 3 | 42193az_dlext_20120805_7553_7692.csv | F:\UPOD\Cell_DLE\CSV_files_raw_nieuwe_structuur\2012\sap1_93\m08 | F:\UPOD\Cell_DLE\CSV_files_raw_nieuwe_structuur\2012\sap1_93\m08\42193az_dlext_20120805_7553_7692.csv | 140
v4 | Full | 3 | 42193az_dlext_20120806_7693_8050.csv | F:\UPOD\Cell_DLE\CSV_files_raw_nieuwe_structuur\2012\sap1_93\m08 | F:\UPOD\Cell_DLE\CSV_files_raw_nieuwe_structuur\2012\sap1_93\m08\42193az_dlext_20120806_7693_8050.csv | 358
v4 | Full | 3 | 42193az_dlext_20120807_8051_8271.csv | F:\UPOD\Cell_DLE\CSV_files_raw_nieuwe_structuur\2012\sap1_93\m08 | F:\UPOD\Cell_DLE\CSV_files_raw_nieuwe_structuur\2012\sap1_93\m08\42193az_dlext_20120807_8051_8271.csv | 221
v4 | Full | 3 | 42193az_dlext_20120808_8272_8515.csv | F:\UPOD\Cell_DLE\CSV_files_raw_nieuwe_structuur\2012\sap1_93\m08 | F:\UPOD\Cell_DLE\CSV_files_raw_nieuwe_structuur\2012\sap1_93\m08\42193az_dlext_20120808_8272_8515.csv | 244
v4 | Full | 3 | 42193az_dlext_20120809_8516_8802.csv | F:\UPOD\Cell_DLE\CSV_files_raw_nieuwe_structuur\2012\sap1_93\m08 | F:\UPOD\Cell_DLE\CSV_files_raw_nieuwe_structuur\2012\sap1_93\m08\42193az_dlext_20120809_8516_8802.csv | 287
v4 | Full | 3 | 42193az_dlext_20120810_8803_9035.csv | F:\UPOD\Cell_DLE\CSV_files_raw_nieuwe_structuur\2012\sap1_93\m08 | F:\UPOD\Cell_DLE\CSV_files_raw_nieuwe_structuur\2012\sap1_93\m08\42193az_dlext_20120810_8803_9035.csv | 233
v4 | Full | 3 | 42193az_dlext_20120811_9036_9123.csv | F:\UPOD\Cell_DLE\CSV_files_raw_nieuwe_structuur\2012\sap1_93\m08 | F:\UPOD\Cell_DLE\CSV_files_raw_nieuwe_structuur\2012\sap1_93\m08\42193az_dlext_20120811_9036_9123.csv | 88
v4 | Full | 3 | 42193az_dlext_20120812_9124_9211.csv | F:\UPOD\Cell_DLE\CSV_files_raw_nieuwe_structuur\2012\sap1_93\m08 | F:\UPOD\Cell_DLE\CSV_files_raw_nieuwe_structuur\2012\sap1_93\m08\42193az_dlext_20120812_9124_9211.csv | 88
v4 | Full | 3 | 42193az_dlext_20120813_9212_9561.csv | F:\UPOD\Cell_DLE\CSV_files_raw_nieuwe_structuur\2012\sap1_93\m08 | F:\UPOD\Cell_DLE\CSV_files_raw_nieuwe_structuur\2012\sap1_93\m08\42193az_dlext_20120813_9212_9561.csv | 350
v4 | Full | 3 | 42193az_dlext_20120814_9562_9908.csv | F:\UPOD\Cell_DLE\CSV_files_raw_nieuwe_structuur\2012\sap1_93\m08 | F:\UPOD\Cell_DLE\CSV_files_raw_nieuwe_structuur\2012\sap1_93\m08\42193az_dlext_20120814_9562_9908.csv | 347
v4 | Full | 3 | 42193az_dlext_20120815_9909_0160.csv | F:\UPOD\Cell_DLE\CSV_files_raw_nieuwe_structuur\2012\sap1_93\m08 | F:\UPOD\Cell_DLE\CSV_files_raw_nieuwe_structuur\2012\sap1_93\m08\42193az_dlext_20120815_9909_0160.csv | 252
v4 | Full | 3 | 42193az_dlext_20120816_0161_0467.csv | F:\UPOD\Cell_DLE\CSV_files_raw_nieuwe_structuur\2012\sap1_93\m08 | F:\UPOD\Cell_DLE\CSV_files_raw_nieuwe_structuur\2012\sap1_93\m08\42193az_dlext_20120816_0161_0467.csv | 307
v4 | Full | 3 | 42193az_dlext_20120817_0468_0658.csv | F:\UPOD\Cell_DLE\CSV_files_raw_nieuwe_structuur\2012\sap1_93\m08 | F:\UPOD\Cell_DLE\CSV_files_raw_nieuwe_structuur\2012\sap1_93\m08\42193az_dlext_20120817_0468_0658.csv | 191
v4 | Full | 3 | 42193az_dlext_20120818_0659_0728.csv | F:\UPOD\Cell_DLE\CSV_files_raw_nieuwe_structuur\2012\sap1_93\m08 | F:\UPOD\Cell_DLE\CSV_files_raw_nieuwe_structuur\2012\sap1_93\m08\42193az_dlext_20120818_0659_0728.csv | 70
v4 | Full | 3 | 42193az_dlext_20120819_0729_0805.csv | F:\UPOD\Cell_DLE\CSV_files_raw_nieuwe_structuur\2012\sap1_93\m08 | F:\UPOD\Cell_DLE\CSV_files_raw_nieuwe_structuur\2012\sap1_93\m08\42193az_dlext_20120819_0729_0805.csv | 77
v4 | Full | 3 | 42193az_dlext_20120820_0806_1179.csv | F:\UPOD\Cell_DLE\CSV_files_raw_nieuwe_structuur\2012\sap1_93\m08 | F:\UPOD\Cell_DLE\CSV_files_raw_nieuwe_structuur\2012\sap1_93\m08\42193az_dlext_20120820_0806_1179.csv | 374
v4 | Full | 3 | 42193az_dlext_20120821_1180_1414.csv | F:\UPOD\Cell_DLE\CSV_files_raw_nieuwe_structuur\2012\sap1_93\m08 | F:\UPOD\Cell_DLE\CSV_files_raw_nieuwe_structuur\2012\sap1_93\m08\42193az_dlext_20120821_1180_1414.csv | 235
v4 | Full | 3 | 42193az_dlext_20120822_1415_1638.csv | F:\UPOD\Cell_DLE\CSV_files_raw_nieuwe_structuur\2012\sap1_93\m08 | F:\UPOD\Cell_DLE\CSV_files_raw_nieuwe_structuur\2012\sap1_93\m08\42193az_dlext_20120822_1415_1638.csv | 224
v4 | Full | 3 | 42193az_dlext_20120823_1639_1987.csv | F:\UPOD\Cell_DLE\CSV_files_raw_nieuwe_structuur\2012\sap1_93\m08 | F:\UPOD\Cell_DLE\CSV_files_raw_nieuwe_structuur\2012\sap1_93\m08\42193az_dlext_20120823_1639_1987.csv | 349
v4 | Full | 3 | 42193az_dlext_20120824_1988_2258.csv | F:\UPOD\Cell_DLE\CSV_files_raw_nieuwe_structuur\2012\sap1_93\m08 | F:\UPOD\Cell_DLE\CSV_files_raw_nieuwe_structuur\2012\sap1_93\m08\42193az_dlext_20120824_1988_2258.csv | 271
v4 | Full | 3 | 42193az_dlext_20120825_2259_2324.csv | F:\UPOD\Cell_DLE\CSV_files_raw_nieuwe_structuur\2012\sap1_93\m08 | F:\UPOD\Cell_DLE\CSV_files_raw_nieuwe_structuur\2012\sap1_93\m08\42193az_dlext_20120825_2259_2324.csv | 66
v4 | Full | 3 | 42193az_dlext_20120826_2325_2381.csv | F:\UPOD\Cell_DLE\CSV_files_raw_nieuwe_structuur\2012\sap1_93\m08 | F:\UPOD\Cell_DLE\CSV_files_raw_nieuwe_structuur\2012\sap1_93\m08\42193az_dlext_20120826_2325_2381.csv | 57
v4 | Full | 3 | 42193az_dlext_20120827_2382_2676.csv | F:\UPOD\Cell_DLE\CSV_files_raw_nieuwe_structuur\2012\sap1_93\m08 | F:\UPOD\Cell_DLE\CSV_files_raw_nieuwe_structuur\2012\sap1_93\m08\42193az_dlext_20120827_2382_2676.csv | 295
v4 | Full | 3 | 42193az_dlext_20120828_2677_2944.csv | F:\UPOD\Cell_DLE\CSV_files_raw_nieuwe_structuur\2012\sap1_93\m08 | F:\UPOD\Cell_DLE\CSV_files_raw_nieuwe_structuur\2012\sap1_93\m08\42193az_dlext_20120828_2677_2944.csv | 268
v4 | Full | 3 | 42193az_dlext_20120829_2945_3223.csv | F:\UPOD\Cell_DLE\CSV_files_raw_nieuwe_structuur\2012\sap1_93\m08 | F:\UPOD\Cell_DLE\CSV_files_raw_nieuwe_structuur\2012\sap1_93\m08\42193az_dlext_20120829_2945_3223.csv | 279
v4 | Full | 3 | 42193az_dlext_20120830_3224_3577.csv | F:\UPOD\Cell_DLE\CSV_files_raw_nieuwe_structuur\2012\sap1_93\m08 | F:\UPOD\Cell_DLE\CSV_files_raw_nieuwe_structuur\2012\sap1_93\m08\42193az_dlext_20120830_3224_3577.csv | 354
v4 | Full | 3 | 42193az_dlext_20120831_3578_3835.csv | F:\UPOD\Cell_DLE\CSV_files_raw_nieuwe_structuur\2012\sap1_93\m08 | F:\UPOD\Cell_DLE\CSV_files_raw_nieuwe_structuur\2012\sap1_93\m08\42193az_dlext_20120831_3578_3835.csv | 258
v4 | Full | 3 | 42193az_dlext_20120901_3836_3977.csv | F:\UPOD\Cell_DLE\CSV_files_raw_nieuwe_structuur\2012\sap1_93\m09 | F:\UPOD\Cell_DLE\CSV_files_raw_nieuwe_structuur\2012\sap1_93\m09\42193az_dlext_20120901_3836_3977.csv | 142
v4 | Full | 3 | 42193az_dlext_20120902_3978_4050.csv | F:\UPOD\Cell_DLE\CSV_files_raw_nieuwe_structuur\2012\sap1_93\m09 | F:\UPOD\Cell_DLE\CSV_files_raw_nieuwe_structuur\2012\sap1_93\m09\42193az_dlext_20120902_3978_4050.csv | 73
v4 | Full | 3 | 42193az_dlext_20120903_4051_4318.csv | F:\UPOD\Cell_DLE\CSV_files_raw_nieuwe_structuur\2012\sap1_93\m09 | F:\UPOD\Cell_DLE\CSV_files_raw_nieuwe_structuur\2012\sap1_93\m09\42193az_dlext_20120903_4051_4318.csv | 268
v4 | Full | 3 | 42193az_dlext_20120904_4319_4594.csv | F:\UPOD\Cell_DLE\CSV_files_raw_nieuwe_structuur\2012\sap1_93\m09 | F:\UPOD\Cell_DLE\CSV_files_raw_nieuwe_structuur\2012\sap1_93\m09\42193az_dlext_20120904_4319_4594.csv | 276
v4 | Full | 3 | 42193az_dlext_20120905_4595_4866.csv | F:\UPOD\Cell_DLE\CSV_files_raw_nieuwe_structuur\2012\sap1_93\m09 | F:\UPOD\Cell_DLE\CSV_files_raw_nieuwe_structuur\2012\sap1_93\m09\42193az_dlext_20120905_4595_4866.csv | 272
v4 | Full | 3 | 42193az_dlext_20120906_4867_5191.csv | F:\UPOD\Cell_DLE\CSV_files_raw_nieuwe_structuur\2012\sap1_93\m09 | F:\UPOD\Cell_DLE\CSV_files_raw_nieuwe_structuur\2012\sap1_93\m09\42193az_dlext_20120906_4867_5191.csv | 325
v4 | Full | 3 | 42193az_dlext_20120907_5192_5449.csv | F:\UPOD\Cell_DLE\CSV_files_raw_nieuwe_structuur\2012\sap1_93\m09 | F:\UPOD\Cell_DLE\CSV_files_raw_nieuwe_structuur\2012\sap1_93\m09\42193az_dlext_20120907_5192_5449.csv | 258
v4 | Full | 3 | 42193az_dlext_20120908_5450_5557.csv | F:\UPOD\Cell_DLE\CSV_files_raw_nieuwe_structuur\2012\sap1_93\m09 | F:\UPOD\Cell_DLE\CSV_files_raw_nieuwe_structuur\2012\sap1_93\m09\42193az_dlext_20120908_5450_5557.csv | 108
v4 | Full | 3 | 42193az_dlext_20120909_5558_5644.csv | F:\UPOD\Cell_DLE\CSV_files_raw_nieuwe_structuur\2012\sap1_93\m09 | F:\UPOD\Cell_DLE\CSV_files_raw_nieuwe_structuur\2012\sap1_93\m09\42193az_dlext_20120909_5558_5644.csv | 87
v4 | Full | 3 | 42193az_dlext_20120910_5645_5936.csv | F:\UPOD\Cell_DLE\CSV_files_raw_nieuwe_structuur\2012\sap1_93\m09 | F:\UPOD\Cell_DLE\CSV_files_raw_nieuwe_structuur\2012\sap1_93\m09\42193az_dlext_20120910_5645_5936.csv | 292
v4 | Full | 3 | 42193az_dlext_20120911_5937_6239.csv | F:\UPOD\Cell_DLE\CSV_files_raw_nieuwe_structuur\2012\sap1_93\m09 | F:\UPOD\Cell_DLE\CSV_files_raw_nieuwe_structuur\2012\sap1_93\m09\42193az_dlext_20120911_5937_6239.csv | 303
v4 | Full | 3 | 42193az_dlext_20120912_6240_6471.csv | F:\UPOD\Cell_DLE\CSV_files_raw_nieuwe_structuur\2012\sap1_93\m09 | F:\UPOD\Cell_DLE\CSV_files_raw_nieuwe_structuur\2012\sap1_93\m09\42193az_dlext_20120912_6240_6471.csv | 232
v4 | Full | 3 | 42193az_dlext_20120913_6472_6700.csv | F:\UPOD\Cell_DLE\CSV_files_raw_nieuwe_structuur\2012\sap1_93\m09 | F:\UPOD\Cell_DLE\CSV_files_raw_nieuwe_structuur\2012\sap1_93\m09\42193az_dlext_20120913_6472_6700.csv | 229
v4 | Full | 3 | 42193az_dlext_20120914_6701_7007.csv | F:\UPOD\Cell_DLE\CSV_files_raw_nieuwe_structuur\2012\sap1_93\m09 | F:\UPOD\Cell_DLE\CSV_files_raw_nieuwe_structuur\2012\sap1_93\m09\42193az_dlext_20120914_6701_7007.csv | 307
v4 | Full | 3 | 42193az_dlext_20120915_7008_7094.csv | F:\UPOD\Cell_DLE\CSV_files_raw_nieuwe_structuur\2012\sap1_93\m09 | F:\UPOD\Cell_DLE\CSV_files_raw_nieuwe_structuur\2012\sap1_93\m09\42193az_dlext_20120915_7008_7094.csv | 87
v4 | Full | 3 | 42193az_dlext_20120916_7095_7163.csv | F:\UPOD\Cell_DLE\CSV_files_raw_nieuwe_structuur\2012\sap1_93\m09 | F:\UPOD\Cell_DLE\CSV_files_raw_nieuwe_structuur\2012\sap1_93\m09\42193az_dlext_20120916_7095_7163.csv | 69
v4 | Full | 3 | 42193az_dlext_20120917_7164_7453.csv | F:\UPOD\Cell_DLE\CSV_files_raw_nieuwe_structuur\2012\sap1_93\m09 | F:\UPOD\Cell_DLE\CSV_files_raw_nieuwe_structuur\2012\sap1_93\m09\42193az_dlext_20120917_7164_7453.csv | 290
v4 | Full | 3 | 42193az_dlext_20120918_7454_7736.csv | F:\UPOD\Cell_DLE\CSV_files_raw_nieuwe_structuur\2012\sap1_93\m09 | F:\UPOD\Cell_DLE\CSV_files_raw_nieuwe_structuur\2012\sap1_93\m09\42193az_dlext_20120918_7454_7736.csv | 283
v4 | Full | 3 | 42193az_dlext_20120919_7737_8028.csv | F:\UPOD\Cell_DLE\CSV_files_raw_nieuwe_structuur\2012\sap1_93\m09 | F:\UPOD\Cell_DLE\CSV_files_raw_nieuwe_structuur\2012\sap1_93\m09\42193az_dlext_20120919_7737_8028.csv | 292
v4 | Full | 3 | 42193az_dlext_20120920_8029_8340.csv | F:\UPOD\Cell_DLE\CSV_files_raw_nieuwe_structuur\2012\sap1_93\m09 | F:\UPOD\Cell_DLE\CSV_files_raw_nieuwe_structuur\2012\sap1_93\m09\42193az_dlext_20120920_8029_8340.csv | 312
v4 | Full | 3 | 42193az_dlext_20120921_8341_8647.csv | F:\UPOD\Cell_DLE\CSV_files_raw_nieuwe_structuur\2012\sap1_93\m09 | F:\UPOD\Cell_DLE\CSV_files_raw_nieuwe_structuur\2012\sap1_93\m09\42193az_dlext_20120921_8341_8647.csv | 307
v4 | Full | 3 | 42193az_dlext_20120922_8648_8793.csv | F:\UPOD\Cell_DLE\CSV_files_raw_nieuwe_structuur\2012\sap1_93\m09 | F:\UPOD\Cell_DLE\CSV_files_raw_nieuwe_structuur\2012\sap1_93\m09\42193az_dlext_20120922_8648_8793.csv | 146
v4 | Full | 3 | 42193az_dlext_20120923_8794_8876.csv | F:\UPOD\Cell_DLE\CSV_files_raw_nieuwe_structuur\2012\sap1_93\m09 | F:\UPOD\Cell_DLE\CSV_files_raw_nieuwe_structuur\2012\sap1_93\m09\42193az_dlext_20120923_8794_8876.csv | 83
v4 | Full | 3 | 42193az_dlext_20120924_8877_9198.csv | F:\UPOD\Cell_DLE\CSV_files_raw_nieuwe_structuur\2012\sap1_93\m09 | F:\UPOD\Cell_DLE\CSV_files_raw_nieuwe_structuur\2012\sap1_93\m09\42193az_dlext_20120924_8877_9198.csv | 322
v4 | Full | 3 | 42193az_dlext_20120925_9199_9546.csv | F:\UPOD\Cell_DLE\CSV_files_raw_nieuwe_structuur\2012\sap1_93\m09 | F:\UPOD\Cell_DLE\CSV_files_raw_nieuwe_structuur\2012\sap1_93\m09\42193az_dlext_20120925_9199_9546.csv | 348
v4 | Full | 3 | 42193az_dlext_20120926_9547_9866.csv | F:\UPOD\Cell_DLE\CSV_files_raw_nieuwe_structuur\2012\sap1_93\m09 | F:\UPOD\Cell_DLE\CSV_files_raw_nieuwe_structuur\2012\sap1_93\m09\42193az_dlext_20120926_9547_9866.csv | 320
v4 | Full | 3 | 42193az_dlext_20120927_9867_0159.csv | F:\UPOD\Cell_DLE\CSV_files_raw_nieuwe_structuur\2012\sap1_93\m09 | F:\UPOD\Cell_DLE\CSV_files_raw_nieuwe_structuur\2012\sap1_93\m09\42193az_dlext_20120927_9867_0159.csv | 293
v4 | Full | 3 | 42193az_dlext_20120928_0160_0436.csv | F:\UPOD\Cell_DLE\CSV_files_raw_nieuwe_structuur\2012\sap1_93\m09 | F:\UPOD\Cell_DLE\CSV_files_raw_nieuwe_structuur\2012\sap1_93\m09\42193az_dlext_20120928_0160_0436.csv | 277
v4 | Full | 3 | 42193az_dlext_20120929_0437_0538.csv | F:\UPOD\Cell_DLE\CSV_files_raw_nieuwe_structuur\2012\sap1_93\m09 | F:\UPOD\Cell_DLE\CSV_files_raw_nieuwe_structuur\2012\sap1_93\m09\42193az_dlext_20120929_0437_0538.csv | 102
v4 | Full | 3 | 42193az_dlext_20120930_0539_0608.csv | F:\UPOD\Cell_DLE\CSV_files_raw_nieuwe_structuur\2012\sap1_93\m09 | F:\UPOD\Cell_DLE\CSV_files_raw_nieuwe_structuur\2012\sap1_93\m09\42193az_dlext_20120930_0539_0608.csv | 70
v4 | Full | 3 | 42193az_dlext_20121001_0609_0911.csv | F:\UPOD\Cell_DLE\CSV_files_raw_nieuwe_structuur\2012\sap1_93\m10 | F:\UPOD\Cell_DLE\CSV_files_raw_nieuwe_structuur\2012\sap1_93\m10\42193az_dlext_20121001_0609_0911.csv | 303
v4 | Full | 3 | 42193az_dlext_20121002_0912_1250.csv | F:\UPOD\Cell_DLE\CSV_files_raw_nieuwe_structuur\2012\sap1_93\m10 | F:\UPOD\Cell_DLE\CSV_files_raw_nieuwe_structuur\2012\sap1_93\m10\42193az_dlext_20121002_0912_1250.csv | 339
v4 | Full | 3 | 42193az_dlext_20121003_1251_1589.csv | F:\UPOD\Cell_DLE\CSV_files_raw_nieuwe_structuur\2012\sap1_93\m10 | F:\UPOD\Cell_DLE\CSV_files_raw_nieuwe_structuur\2012\sap1_93\m10\42193az_dlext_20121003_1251_1589.csv | 339
v4 | Full | 3 | 42193az_dlext_20121004_1590_1722.csv | F:\UPOD\Cell_DLE\CSV_files_raw_nieuwe_structuur\2012\sap1_93\m10 | F:\UPOD\Cell_DLE\CSV_files_raw_nieuwe_structuur\2012\sap1_93\m10\42193az_dlext_20121004_1590_1722.csv | 133
v4 | Full | 3 | 42193az_dlext_20121005_1723_2038.csv | F:\UPOD\Cell_DLE\CSV_files_raw_nieuwe_structuur\2012\sap1_93\m10 | F:\UPOD\Cell_DLE\CSV_files_raw_nieuwe_structuur\2012\sap1_93\m10\42193az_dlext_20121005_1723_2038.csv | 316
v4 | Full | 3 | 42193az_dlext_20121006_2039_2121.csv | F:\UPOD\Cell_DLE\CSV_files_raw_nieuwe_structuur\2012\sap1_93\m10 | F:\UPOD\Cell_DLE\CSV_files_raw_nieuwe_structuur\2012\sap1_93\m10\42193az_dlext_20121006_2039_2121.csv | 83
v4 | Full | 3 | 42193az_dlext_20121007_2122_2176.csv | F:\UPOD\Cell_DLE\CSV_files_raw_nieuwe_structuur\2012\sap1_93\m10 | F:\UPOD\Cell_DLE\CSV_files_raw_nieuwe_structuur\2012\sap1_93\m10\42193az_dlext_20121007_2122_2176.csv | 55
v4 | Full | 3 | 42193az_dlext_20121008_2177_2472.csv | F:\UPOD\Cell_DLE\CSV_files_raw_nieuwe_structuur\2012\sap1_93\m10 | F:\UPOD\Cell_DLE\CSV_files_raw_nieuwe_structuur\2012\sap1_93\m10\42193az_dlext_20121008_2177_2472.csv | 296
v4 | Full | 3 | 42193az_dlext_20121009_2473_2806.csv | F:\UPOD\Cell_DLE\CSV_files_raw_nieuwe_structuur\2012\sap1_93\m10 | F:\UPOD\Cell_DLE\CSV_files_raw_nieuwe_structuur\2012\sap1_93\m10\42193az_dlext_20121009_2473_2806.csv | 334
v4 | Full | 3 | 42193az_dlext_20121010_2807_3095.csv | F:\UPOD\Cell_DLE\CSV_files_raw_nieuwe_structuur\2012\sap1_93\m10 | F:\UPOD\Cell_DLE\CSV_files_raw_nieuwe_structuur\2012\sap1_93\m10\42193az_dlext_20121010_2807_3095.csv | 289
v4 | Full | 3 | 42193az_dlext_20121011_3096_3405.csv | F:\UPOD\Cell_DLE\CSV_files_raw_nieuwe_structuur\2012\sap1_93\m10 | F:\UPOD\Cell_DLE\CSV_files_raw_nieuwe_structuur\2012\sap1_93\m10\42193az_dlext_20121011_3096_3405.csv | 310
v4 | Full | 3 | 42193az_dlext_20121012_3406_3606.csv | F:\UPOD\Cell_DLE\CSV_files_raw_nieuwe_structuur\2012\sap1_93\m10 | F:\UPOD\Cell_DLE\CSV_files_raw_nieuwe_structuur\2012\sap1_93\m10\42193az_dlext_20121012_3406_3606.csv | 201
v4 | Full | 3 | 42193az_dlext_20121013_3607_3695.csv | F:\UPOD\Cell_DLE\CSV_files_raw_nieuwe_structuur\2012\sap1_93\m10 | F:\UPOD\Cell_DLE\CSV_files_raw_nieuwe_structuur\2012\sap1_93\m10\42193az_dlext_20121013_3607_3695.csv | 89
v4 | Full | 3 | 42193az_dlext_20121014_3696_3752.csv | F:\UPOD\Cell_DLE\CSV_files_raw_nieuwe_structuur\2012\sap1_93\m10 | F:\UPOD\Cell_DLE\CSV_files_raw_nieuwe_structuur\2012\sap1_93\m10\42193az_dlext_20121014_3696_3752.csv | 57
v4 | Full | 3 | 42193az_dlext_20121015_3753_4048.csv | F:\UPOD\Cell_DLE\CSV_files_raw_nieuwe_structuur\2012\sap1_93\m10 | F:\UPOD\Cell_DLE\CSV_files_raw_nieuwe_structuur\2012\sap1_93\m10\42193az_dlext_20121015_3753_4048.csv | 296
v4 | Full | 3 | 42193az_dlext_20121016_4049_4344.csv | F:\UPOD\Cell_DLE\CSV_files_raw_nieuwe_structuur\2012\sap1_93\m10 | F:\UPOD\Cell_DLE\CSV_files_raw_nieuwe_structuur\2012\sap1_93\m10\42193az_dlext_20121016_4049_4344.csv | 296
v4 | Full | 3 | 42193az_dlext_20121017_4345_4692.csv | F:\UPOD\Cell_DLE\CSV_files_raw_nieuwe_structuur\2012\sap1_93\m10 | F:\UPOD\Cell_DLE\CSV_files_raw_nieuwe_structuur\2012\sap1_93\m10\42193az_dlext_20121017_4345_4692.csv | 348
v4 | Full | 3 | 42193az_dlext_20121018_4693_4994.csv | F:\UPOD\Cell_DLE\CSV_files_raw_nieuwe_structuur\2012\sap1_93\m10 | F:\UPOD\Cell_DLE\CSV_files_raw_nieuwe_structuur\2012\sap1_93\m10\42193az_dlext_20121018_4693_4994.csv | 302
v4 | Full | 3 | 42193az_dlext_20121019_4995_5172.csv | F:\UPOD\Cell_DLE\CSV_files_raw_nieuwe_structuur\2012\sap1_93\m10 | F:\UPOD\Cell_DLE\CSV_files_raw_nieuwe_structuur\2012\sap1_93\m10\42193az_dlext_20121019_4995_5172.csv | 178
v4 | Full | 3 | 42193az_dlext_20121020_5173_5302.csv | F:\UPOD\Cell_DLE\CSV_files_raw_nieuwe_structuur\2012\sap1_93\m10 | F:\UPOD\Cell_DLE\CSV_files_raw_nieuwe_structuur\2012\sap1_93\m10\42193az_dlext_20121020_5173_5302.csv | 130
v4 | Full | 3 | 42193az_dlext_20121021_5303_5339.csv | F:\UPOD\Cell_DLE\CSV_files_raw_nieuwe_structuur\2012\sap1_93\m10 | F:\UPOD\Cell_DLE\CSV_files_raw_nieuwe_structuur\2012\sap1_93\m10\42193az_dlext_20121021_5303_5339.csv | 37
v4 | Full | 3 | 42193az_dlext_20121022_5340_5558.csv | F:\UPOD\Cell_DLE\CSV_files_raw_nieuwe_structuur\2012\sap1_93\m10 | F:\UPOD\Cell_DLE\CSV_files_raw_nieuwe_structuur\2012\sap1_93\m10\42193az_dlext_20121022_5340_5558.csv | 219
v4 | Full | 3 | 42193az_dlext_20121023_5559_5706.csv | F:\UPOD\Cell_DLE\CSV_files_raw_nieuwe_structuur\2012\sap1_93\m10 | F:\UPOD\Cell_DLE\CSV_files_raw_nieuwe_structuur\2012\sap1_93\m10\42193az_dlext_20121023_5559_5706.csv | 148
v4 | Full | 3 | 42193az_dlext_20121024_5707_5977.csv | F:\UPOD\Cell_DLE\CSV_files_raw_nieuwe_structuur\2012\sap1_93\m10 | F:\UPOD\Cell_DLE\CSV_files_raw_nieuwe_structuur\2012\sap1_93\m10\42193az_dlext_20121024_5707_5977.csv | 271
v4 | Full | 3 | 42193az_dlext_20121025_5978_6325.csv | F:\UPOD\Cell_DLE\CSV_files_raw_nieuwe_structuur\2012\sap1_93\m10 | F:\UPOD\Cell_DLE\CSV_files_raw_nieuwe_structuur\2012\sap1_93\m10\42193az_dlext_20121025_5978_6325.csv | 348
v4 | Full | 3 | 42193az_dlext_20121026_6326_6575.csv | F:\UPOD\Cell_DLE\CSV_files_raw_nieuwe_structuur\2012\sap1_93\m10 | F:\UPOD\Cell_DLE\CSV_files_raw_nieuwe_structuur\2012\sap1_93\m10\42193az_dlext_20121026_6326_6575.csv | 250
v4 | Full | 3 | 42193az_dlext_20121027_6576_6667.csv | F:\UPOD\Cell_DLE\CSV_files_raw_nieuwe_structuur\2012\sap1_93\m10 | F:\UPOD\Cell_DLE\CSV_files_raw_nieuwe_structuur\2012\sap1_93\m10\42193az_dlext_20121027_6576_6667.csv | 92
v4 | Full | 3 | 42193az_dlext_20121028_6668_6740.csv | F:\UPOD\Cell_DLE\CSV_files_raw_nieuwe_structuur\2012\sap1_93\m10 | F:\UPOD\Cell_DLE\CSV_files_raw_nieuwe_structuur\2012\sap1_93\m10\42193az_dlext_20121028_6668_6740.csv | 73
v4 | Full | 3 | 42193az_dlext_20121029_6741_7027.csv | F:\UPOD\Cell_DLE\CSV_files_raw_nieuwe_structuur\2012\sap1_93\m10 | F:\UPOD\Cell_DLE\CSV_files_raw_nieuwe_structuur\2012\sap1_93\m10\42193az_dlext_20121029_6741_7027.csv | 287
v4 | Full | 3 | 42193az_dlext_20121030_7028_7058.csv | F:\UPOD\Cell_DLE\CSV_files_raw_nieuwe_structuur\2012\sap1_93\m10 | F:\UPOD\Cell_DLE\CSV_files_raw_nieuwe_structuur\2012\sap1_93\m10\42193az_dlext_20121030_7028_7058.csv | 31
v4 | Full | 3 | 42193az_dlext_20121031_7059_7170.csv | F:\UPOD\Cell_DLE\CSV_files_raw_nieuwe_structuur\2012\sap1_93\m10 | F:\UPOD\Cell_DLE\CSV_files_raw_nieuwe_structuur\2012\sap1_93\m10\42193az_dlext_20121031_7059_7170.csv | 112
v4 | Full | 3 | 42193az_dlext_20121101_7171_7256.csv | F:\UPOD\Cell_DLE\CSV_files_raw_nieuwe_structuur\2012\sap1_93\m11 | F:\UPOD\Cell_DLE\CSV_files_raw_nieuwe_structuur\2012\sap1_93\m11\42193az_dlext_20121101_7171_7256.csv | 86
v4 | Full | 3 | 42193az_dlext_20121102_7257_7516.csv | F:\UPOD\Cell_DLE\CSV_files_raw_nieuwe_structuur\2012\sap1_93\m11 | F:\UPOD\Cell_DLE\CSV_files_raw_nieuwe_structuur\2012\sap1_93\m11\42193az_dlext_20121102_7257_7516.csv | 260
v4 | Full | 3 | 42193az_dlext_20121103_7517_7624.csv | F:\UPOD\Cell_DLE\CSV_files_raw_nieuwe_structuur\2012\sap1_93\m11 | F:\UPOD\Cell_DLE\CSV_files_raw_nieuwe_structuur\2012\sap1_93\m11\42193az_dlext_20121103_7517_7624.csv | 108
v4 | Full | 3 | 42193az_dlext_20121104_7625_7753.csv | F:\UPOD\Cell_DLE\CSV_files_raw_nieuwe_structuur\2012\sap1_93\m11 | F:\UPOD\Cell_DLE\CSV_files_raw_nieuwe_structuur\2012\sap1_93\m11\42193az_dlext_20121104_7625_7753.csv | 129
v4 | Full | 3 | 42193az_dlext_20121105_7754_7873.csv | F:\UPOD\Cell_DLE\CSV_files_raw_nieuwe_structuur\2012\sap1_93\m11 | F:\UPOD\Cell_DLE\CSV_files_raw_nieuwe_structuur\2012\sap1_93\m11\42193az_dlext_20121105_7754_7873.csv | 120
v4 | Full | 3 | 42193az_dlext_20121106_7874_8049.csv | F:\UPOD\Cell_DLE\CSV_files_raw_nieuwe_structuur\2012\sap1_93\m11 | F:\UPOD\Cell_DLE\CSV_files_raw_nieuwe_structuur\2012\sap1_93\m11\42193az_dlext_20121106_7874_8049.csv | 176
v4 | Full | 3 | 42193az_dlext_20121107_8050_8280.csv | F:\UPOD\Cell_DLE\CSV_files_raw_nieuwe_structuur\2012\sap1_93\m11 | F:\UPOD\Cell_DLE\CSV_files_raw_nieuwe_structuur\2012\sap1_93\m11\42193az_dlext_20121107_8050_8280.csv | 231
v4 | Full | 3 | 42193az_dlext_20121108_8281_8652.csv | F:\UPOD\Cell_DLE\CSV_files_raw_nieuwe_structuur\2012\sap1_93\m11 | F:\UPOD\Cell_DLE\CSV_files_raw_nieuwe_structuur\2012\sap1_93\m11\42193az_dlext_20121108_8281_8652.csv | 372
v4 | Full | 3 | 42193az_dlext_20121109_8653_8963.csv | F:\UPOD\Cell_DLE\CSV_files_raw_nieuwe_structuur\2012\sap1_93\m11 | F:\UPOD\Cell_DLE\CSV_files_raw_nieuwe_structuur\2012\sap1_93\m11\42193az_dlext_20121109_8653_8963.csv | 311
v4 | Full | 3 | 42193az_dlext_20121110_8964_9006.csv | F:\UPOD\Cell_DLE\CSV_files_raw_nieuwe_structuur\2012\sap1_93\m11 | F:\UPOD\Cell_DLE\CSV_files_raw_nieuwe_structuur\2012\sap1_93\m11\42193az_dlext_20121110_8964_9006.csv | 43
v4 | Full | 3 | 42193az_dlext_20121111_9007_9118.csv | F:\UPOD\Cell_DLE\CSV_files_raw_nieuwe_structuur\2012\sap1_93\m11 | F:\UPOD\Cell_DLE\CSV_files_raw_nieuwe_structuur\2012\sap1_93\m11\42193az_dlext_20121111_9007_9118.csv | 112
v4 | Full | 3 | 42193az_dlext_20121112_9119_9364.csv | F:\UPOD\Cell_DLE\CSV_files_raw_nieuwe_structuur\2012\sap1_93\m11 | F:\UPOD\Cell_DLE\CSV_files_raw_nieuwe_structuur\2012\sap1_93\m11\42193az_dlext_20121112_9119_9364.csv | 246
v4 | Full | 3 | 42193az_dlext_20121113_9365_9677.csv | F:\UPOD\Cell_DLE\CSV_files_raw_nieuwe_structuur\2012\sap1_93\m11 | F:\UPOD\Cell_DLE\CSV_files_raw_nieuwe_structuur\2012\sap1_93\m11\42193az_dlext_20121113_9365_9677.csv | 313
v4 | Full | 3 | 42193az_dlext_20121114_9678_9797.csv | F:\UPOD\Cell_DLE\CSV_files_raw_nieuwe_structuur\2012\sap1_93\m11 | F:\UPOD\Cell_DLE\CSV_files_raw_nieuwe_structuur\2012\sap1_93\m11\42193az_dlext_20121114_9678_9797.csv | 120
v4 | Full | 3 | 42193az_dlext_20121115_9798_0112.csv | F:\UPOD\Cell_DLE\CSV_files_raw_nieuwe_structuur\2012\sap1_93\m11 | F:\UPOD\Cell_DLE\CSV_files_raw_nieuwe_structuur\2012\sap1_93\m11\42193az_dlext_20121115_9798_0112.csv | 315
v4 | Full | 3 | 42193az_dlext_20121116_0113_0421.csv | F:\UPOD\Cell_DLE\CSV_files_raw_nieuwe_structuur\2012\sap1_93\m11 | F:\UPOD\Cell_DLE\CSV_files_raw_nieuwe_structuur\2012\sap1_93\m11\42193az_dlext_20121116_0113_0421.csv | 309
v4 | Full | 3 | 42193az_dlext_20121117_0422_0530.csv | F:\UPOD\Cell_DLE\CSV_files_raw_nieuwe_structuur\2012\sap1_93\m11 | F:\UPOD\Cell_DLE\CSV_files_raw_nieuwe_structuur\2012\sap1_93\m11\42193az_dlext_20121117_0422_0530.csv | 109
v4 | Full | 3 | 42193az_dlext_20121118_0531_0649.csv | F:\UPOD\Cell_DLE\CSV_files_raw_nieuwe_structuur\2012\sap1_93\m11 | F:\UPOD\Cell_DLE\CSV_files_raw_nieuwe_structuur\2012\sap1_93\m11\42193az_dlext_20121118_0531_0649.csv | 119
v4 | Full | 3 | 42193az_dlext_20121119_0650_1018.csv | F:\UPOD\Cell_DLE\CSV_files_raw_nieuwe_structuur\2012\sap1_93\m11 | F:\UPOD\Cell_DLE\CSV_files_raw_nieuwe_structuur\2012\sap1_93\m11\42193az_dlext_20121119_0650_1018.csv | 369
v4 | Full | 3 | 42193az_dlext_20121120_1019_1383.csv | F:\UPOD\Cell_DLE\CSV_files_raw_nieuwe_structuur\2012\sap1_93\m11 | F:\UPOD\Cell_DLE\CSV_files_raw_nieuwe_structuur\2012\sap1_93\m11\42193az_dlext_20121120_1019_1383.csv | 365
v4 | Full | 3 | 42193az_dlext_20121121_1384_1704.csv | F:\UPOD\Cell_DLE\CSV_files_raw_nieuwe_structuur\2012\sap1_93\m11 | F:\UPOD\Cell_DLE\CSV_files_raw_nieuwe_structuur\2012\sap1_93\m11\42193az_dlext_20121121_1384_1704.csv | 321
v4 | Full | 3 | 42193az_dlext_20121122_1705_2075.csv | F:\UPOD\Cell_DLE\CSV_files_raw_nieuwe_structuur\2012\sap1_93\m11 | F:\UPOD\Cell_DLE\CSV_files_raw_nieuwe_structuur\2012\sap1_93\m11\42193az_dlext_20121122_1705_2075.csv | 371
v4 | Full | 3 | 42193az_dlext_20121123_2076_2338.csv | F:\UPOD\Cell_DLE\CSV_files_raw_nieuwe_structuur\2012\sap1_93\m11 | F:\UPOD\Cell_DLE\CSV_files_raw_nieuwe_structuur\2012\sap1_93\m11\42193az_dlext_20121123_2076_2338.csv | 263
v4 | Full | 3 | 42193az_dlext_20121124_2339_2444.csv | F:\UPOD\Cell_DLE\CSV_files_raw_nieuwe_structuur\2012\sap1_93\m11 | F:\UPOD\Cell_DLE\CSV_files_raw_nieuwe_structuur\2012\sap1_93\m11\42193az_dlext_20121124_2339_2444.csv | 106
v4 | Full | 3 | 42193az_dlext_20121125_2445_2521.csv | F:\UPOD\Cell_DLE\CSV_files_raw_nieuwe_structuur\2012\sap1_93\m11 | F:\UPOD\Cell_DLE\CSV_files_raw_nieuwe_structuur\2012\sap1_93\m11\42193az_dlext_20121125_2445_2521.csv | 77
v4 | Full | 3 | 42193az_dlext_20121126_2522_2855.csv | F:\UPOD\Cell_DLE\CSV_files_raw_nieuwe_structuur\2012\sap1_93\m11 | F:\UPOD\Cell_DLE\CSV_files_raw_nieuwe_structuur\2012\sap1_93\m11\42193az_dlext_20121126_2522_2855.csv | 334
v4 | Full | 3 | 42193az_dlext_20121127_2856_3179.csv | F:\UPOD\Cell_DLE\CSV_files_raw_nieuwe_structuur\2012\sap1_93\m11 | F:\UPOD\Cell_DLE\CSV_files_raw_nieuwe_structuur\2012\sap1_93\m11\42193az_dlext_20121127_2856_3179.csv | 324
v4 | Full | 3 | 42193az_dlext_20121128_3180_3500.csv | F:\UPOD\Cell_DLE\CSV_files_raw_nieuwe_structuur\2012\sap1_93\m11 | F:\UPOD\Cell_DLE\CSV_files_raw_nieuwe_structuur\2012\sap1_93\m11\42193az_dlext_20121128_3180_3500.csv | 321
v4 | Full | 3 | 42193az_dlext_20121129_3501_3858.csv | F:\UPOD\Cell_DLE\CSV_files_raw_nieuwe_structuur\2012\sap1_93\m11 | F:\UPOD\Cell_DLE\CSV_files_raw_nieuwe_structuur\2012\sap1_93\m11\42193az_dlext_20121129_3501_3858.csv | 358
v4 | Full | 3 | 42193az_dlext_20121130_3859_4113.csv | F:\UPOD\Cell_DLE\CSV_files_raw_nieuwe_structuur\2012\sap1_93\m11 | F:\UPOD\Cell_DLE\CSV_files_raw_nieuwe_structuur\2012\sap1_93\m11\42193az_dlext_20121130_3859_4113.csv | 255
v4 | Full | 3 | 42193az_dlext_20121201_4114_4209.csv | F:\UPOD\Cell_DLE\CSV_files_raw_nieuwe_structuur\2012\sap1_93\m12 | F:\UPOD\Cell_DLE\CSV_files_raw_nieuwe_structuur\2012\sap1_93\m12\42193az_dlext_20121201_4114_4209.csv | 96
v4 | Full | 3 | 42193az_dlext_20121202_4210_4242.csv | F:\UPOD\Cell_DLE\CSV_files_raw_nieuwe_structuur\2012\sap1_93\m12 | F:\UPOD\Cell_DLE\CSV_files_raw_nieuwe_structuur\2012\sap1_93\m12\42193az_dlext_20121202_4210_4242.csv | 33
v4 | Full | 3 | 42193az_dlext_20121203_4243_4555.csv | F:\UPOD\Cell_DLE\CSV_files_raw_nieuwe_structuur\2012\sap1_93\m12 | F:\UPOD\Cell_DLE\CSV_files_raw_nieuwe_structuur\2012\sap1_93\m12\42193az_dlext_20121203_4243_4555.csv | 313
v4 | Full | 3 | 42193az_dlext_20121204_4556_4873.csv | F:\UPOD\Cell_DLE\CSV_files_raw_nieuwe_structuur\2012\sap1_93\m12 | F:\UPOD\Cell_DLE\CSV_files_raw_nieuwe_structuur\2012\sap1_93\m12\42193az_dlext_20121204_4556_4873.csv | 318
v4 | Full | 3 | 42193az_dlext_20121205_4874_5208.csv | F:\UPOD\Cell_DLE\CSV_files_raw_nieuwe_structuur\2012\sap1_93\m12 | F:\UPOD\Cell_DLE\CSV_files_raw_nieuwe_structuur\2012\sap1_93\m12\42193az_dlext_20121205_4874_5208.csv | 335
v4 | Full | 3 | 42193az_dlext_20121206_5209_5587.csv | F:\UPOD\Cell_DLE\CSV_files_raw_nieuwe_structuur\2012\sap1_93\m12 | F:\UPOD\Cell_DLE\CSV_files_raw_nieuwe_structuur\2012\sap1_93\m12\42193az_dlext_20121206_5209_5587.csv | 379
v4 | Full | 3 | 42193az_dlext_20121207_5588_5800.csv | F:\UPOD\Cell_DLE\CSV_files_raw_nieuwe_structuur\2012\sap1_93\m12 | F:\UPOD\Cell_DLE\CSV_files_raw_nieuwe_structuur\2012\sap1_93\m12\42193az_dlext_20121207_5588_5800.csv | 213
v4 | Full | 3 | 42193az_dlext_20121208_5801_5895.csv | F:\UPOD\Cell_DLE\CSV_files_raw_nieuwe_structuur\2012\sap1_93\m12 | F:\UPOD\Cell_DLE\CSV_files_raw_nieuwe_structuur\2012\sap1_93\m12\42193az_dlext_20121208_5801_5895.csv | 95
v4 | Full | 3 | 42193az_dlext_20121209_5896_5968.csv | F:\UPOD\Cell_DLE\CSV_files_raw_nieuwe_structuur\2012\sap1_93\m12 | F:\UPOD\Cell_DLE\CSV_files_raw_nieuwe_structuur\2012\sap1_93\m12\42193az_dlext_20121209_5896_5968.csv | 73
v4 | Full | 3 | 42193az_dlext_20121210_5969_6331.csv | F:\UPOD\Cell_DLE\CSV_files_raw_nieuwe_structuur\2012\sap1_93\m12 | F:\UPOD\Cell_DLE\CSV_files_raw_nieuwe_structuur\2012\sap1_93\m12\42193az_dlext_20121210_5969_6331.csv | 363
v4 | Full | 3 | 42193az_dlext_20121211_6332_6645.csv | F:\UPOD\Cell_DLE\CSV_files_raw_nieuwe_structuur\2012\sap1_93\m12 | F:\UPOD\Cell_DLE\CSV_files_raw_nieuwe_structuur\2012\sap1_93\m12\42193az_dlext_20121211_6332_6645.csv | 314
v4 | Full | 3 | 42193az_dlext_20121212_6646_6976.csv | F:\UPOD\Cell_DLE\CSV_files_raw_nieuwe_structuur\2012\sap1_93\m12 | F:\UPOD\Cell_DLE\CSV_files_raw_nieuwe_structuur\2012\sap1_93\m12\42193az_dlext_20121212_6646_6976.csv | 331
v4 | Full | 3 | 42193az_dlext_20121213_6977_7339.csv | F:\UPOD\Cell_DLE\CSV_files_raw_nieuwe_structuur\2012\sap1_93\m12 | F:\UPOD\Cell_DLE\CSV_files_raw_nieuwe_structuur\2012\sap1_93\m12\42193az_dlext_20121213_6977_7339.csv | 363
v4 | Full | 3 | 42193az_dlext_20121214_7340_7658.csv | F:\UPOD\Cell_DLE\CSV_files_raw_nieuwe_structuur\2012\sap1_93\m12 | F:\UPOD\Cell_DLE\CSV_files_raw_nieuwe_structuur\2012\sap1_93\m12\42193az_dlext_20121214_7340_7658.csv | 319
v4 | Full | 3 | 42193az_dlext_20121215_7659_7785.csv | F:\UPOD\Cell_DLE\CSV_files_raw_nieuwe_structuur\2012\sap1_93\m12 | F:\UPOD\Cell_DLE\CSV_files_raw_nieuwe_structuur\2012\sap1_93\m12\42193az_dlext_20121215_7659_7785.csv | 127
v4 | Full | 3 | 42193az_dlext_20121216_7786_7872.csv | F:\UPOD\Cell_DLE\CSV_files_raw_nieuwe_structuur\2012\sap1_93\m12 | F:\UPOD\Cell_DLE\CSV_files_raw_nieuwe_structuur\2012\sap1_93\m12\42193az_dlext_20121216_7786_7872.csv | 87
v4 | Full | 3 | 42193az_dlext_20121217_7873_8250.csv | F:\UPOD\Cell_DLE\CSV_files_raw_nieuwe_structuur\2012\sap1_93\m12 | F:\UPOD\Cell_DLE\CSV_files_raw_nieuwe_structuur\2012\sap1_93\m12\42193az_dlext_20121217_7873_8250.csv | 378
v4 | Full | 3 | 42193az_dlext_20121218_8251_8579.csv | F:\UPOD\Cell_DLE\CSV_files_raw_nieuwe_structuur\2012\sap1_93\m12 | F:\UPOD\Cell_DLE\CSV_files_raw_nieuwe_structuur\2012\sap1_93\m12\42193az_dlext_20121218_8251_8579.csv | 329
v4 | Full | 3 | 42193az_dlext_20121219_8580_8926.csv | F:\UPOD\Cell_DLE\CSV_files_raw_nieuwe_structuur\2012\sap1_93\m12 | F:\UPOD\Cell_DLE\CSV_files_raw_nieuwe_structuur\2012\sap1_93\m12\42193az_dlext_20121219_8580_8926.csv | 347
v4 | Full | 3 | 42193az_dlext_20121220_8927_9281.csv | F:\UPOD\Cell_DLE\CSV_files_raw_nieuwe_structuur\2012\sap1_93\m12 | F:\UPOD\Cell_DLE\CSV_files_raw_nieuwe_structuur\2012\sap1_93\m12\42193az_dlext_20121220_8927_9281.csv | 355
v4 | Full | 3 | 42193az_dlext_20121221_9282_9623.csv | F:\UPOD\Cell_DLE\CSV_files_raw_nieuwe_structuur\2012\sap1_93\m12 | F:\UPOD\Cell_DLE\CSV_files_raw_nieuwe_structuur\2012\sap1_93\m12\42193az_dlext_20121221_9282_9623.csv | 342
v4 | Full | 3 | 42193az_dlext_20121222_9624_9712.csv | F:\UPOD\Cell_DLE\CSV_files_raw_nieuwe_structuur\2012\sap1_93\m12 | F:\UPOD\Cell_DLE\CSV_files_raw_nieuwe_structuur\2012\sap1_93\m12\42193az_dlext_20121222_9624_9712.csv | 89
v4 | Full | 3 | 42193az_dlext_20121223_9713_9781.csv | F:\UPOD\Cell_DLE\CSV_files_raw_nieuwe_structuur\2012\sap1_93\m12 | F:\UPOD\Cell_DLE\CSV_files_raw_nieuwe_structuur\2012\sap1_93\m12\42193az_dlext_20121223_9713_9781.csv | 69
v4 | Full | 3 | 42193az_dlext_20121224_9782_0025.csv | F:\UPOD\Cell_DLE\CSV_files_raw_nieuwe_structuur\2012\sap1_93\m12 | F:\UPOD\Cell_DLE\CSV_files_raw_nieuwe_structuur\2012\sap1_93\m12\42193az_dlext_20121224_9782_0025.csv | 244
v4 | Full | 3 | 42193az_dlext_20121225_0026_0173.csv | F:\UPOD\Cell_DLE\CSV_files_raw_nieuwe_structuur\2012\sap1_93\m12 | F:\UPOD\Cell_DLE\CSV_files_raw_nieuwe_structuur\2012\sap1_93\m12\42193az_dlext_20121225_0026_0173.csv | 148
v4 | Full | 3 | 42193az_dlext_20121226_0174_0288.csv | F:\UPOD\Cell_DLE\CSV_files_raw_nieuwe_structuur\2012\sap1_93\m12 | F:\UPOD\Cell_DLE\CSV_files_raw_nieuwe_structuur\2012\sap1_93\m12\42193az_dlext_20121226_0174_0288.csv | 115
v4 | Full | 3 | 42193az_dlext_20121227_0289_0540.csv | F:\UPOD\Cell_DLE\CSV_files_raw_nieuwe_structuur\2012\sap1_93\m12 | F:\UPOD\Cell_DLE\CSV_files_raw_nieuwe_structuur\2012\sap1_93\m12\42193az_dlext_20121227_0289_0540.csv | 252
v4 | Full | 3 | 42193az_dlext_20121228_0541_0872.csv | F:\UPOD\Cell_DLE\CSV_files_raw_nieuwe_structuur\2012\sap1_93\m12 | F:\UPOD\Cell_DLE\CSV_files_raw_nieuwe_structuur\2012\sap1_93\m12\42193az_dlext_20121228_0541_0872.csv | 332
v4 | Full | 3 | 42193az_dlext_20121229_0873_0984.csv | F:\UPOD\Cell_DLE\CSV_files_raw_nieuwe_structuur\2012\sap1_93\m12 | F:\UPOD\Cell_DLE\CSV_files_raw_nieuwe_structuur\2012\sap1_93\m12\42193az_dlext_20121229_0873_0984.csv | 112
v4 | Full | 3 | 42193az_dlext_20121230_0985_1077.csv | F:\UPOD\Cell_DLE\CSV_files_raw_nieuwe_structuur\2012\sap1_93\m12 | F:\UPOD\Cell_DLE\CSV_files_raw_nieuwe_structuur\2012\sap1_93\m12\42193az_dlext_20121230_0985_1077.csv | 93
v4 | Full | 3 | 42193az_dlext_20121231_1078_1301.csv | F:\UPOD\Cell_DLE\CSV_files_raw_nieuwe_structuur\2012\sap1_93\m12 | F:\UPOD\Cell_DLE\CSV_files_raw_nieuwe_structuur\2012\sap1_93\m12\42193az_dlext_20121231_1078_1301.csv | 224
v4 | Full | 3 | 42193az_dlext_20130101_1302_1398.csv | F:\UPOD\Cell_DLE\CSV_files_raw_nieuwe_structuur\2013\sap1_93\m01 | F:\UPOD\Cell_DLE\CSV_files_raw_nieuwe_structuur\2013\sap1_93\m01\42193az_dlext_20130101_1302_1398.csv | 97
v4 | Full | 3 | 42193az_dlext_20130102_1399_1763.csv | F:\UPOD\Cell_DLE\CSV_files_raw_nieuwe_structuur\2013\sap1_93\m01 | F:\UPOD\Cell_DLE\CSV_files_raw_nieuwe_structuur\2013\sap1_93\m01\42193az_dlext_20130102_1399_1763.csv | 365
v4 | Full | 3 | 42193az_dlext_20130103_1764_2134.csv | F:\UPOD\Cell_DLE\CSV_files_raw_nieuwe_structuur\2013\sap1_93\m01 | F:\UPOD\Cell_DLE\CSV_files_raw_nieuwe_structuur\2013\sap1_93\m01\42193az_dlext_20130103_1764_2134.csv | 371
v4 | Full | 3 | 42193az_dlext_20130104_2135_2514.csv | F:\UPOD\Cell_DLE\CSV_files_raw_nieuwe_structuur\2013\sap1_93\m01 | F:\UPOD\Cell_DLE\CSV_files_raw_nieuwe_structuur\2013\sap1_93\m01\42193az_dlext_20130104_2135_2514.csv | 380
v4 | Full | 3 | 42193az_dlext_20130105_2515_2646.csv | F:\UPOD\Cell_DLE\CSV_files_raw_nieuwe_structuur\2013\sap1_93\m01 | F:\UPOD\Cell_DLE\CSV_files_raw_nieuwe_structuur\2013\sap1_93\m01\42193az_dlext_20130105_2515_2646.csv | 132
v4 | Full | 3 | 42193az_dlext_20130106_2647_2744.csv | F:\UPOD\Cell_DLE\CSV_files_raw_nieuwe_structuur\2013\sap1_93\m01 | F:\UPOD\Cell_DLE\CSV_files_raw_nieuwe_structuur\2013\sap1_93\m01\42193az_dlext_20130106_2647_2744.csv | 98
v4 | Full | 3 | 42193az_dlext_20130107_2745_3115.csv | F:\UPOD\Cell_DLE\CSV_files_raw_nieuwe_structuur\2013\sap1_93\m01 | F:\UPOD\Cell_DLE\CSV_files_raw_nieuwe_structuur\2013\sap1_93\m01\42193az_dlext_20130107_2745_3115.csv | 370
v4 | Full | 3 | 42193az_dlext_20130108_3116_3413.csv | F:\UPOD\Cell_DLE\CSV_files_raw_nieuwe_structuur\2013\sap1_93\m01 | F:\UPOD\Cell_DLE\CSV_files_raw_nieuwe_structuur\2013\sap1_93\m01\42193az_dlext_20130108_3116_3413.csv | 298
v4 | Full | 3 | 42193az_dlext_20130109_3414_3817.csv | F:\UPOD\Cell_DLE\CSV_files_raw_nieuwe_structuur\2013\sap1_93\m01 | F:\UPOD\Cell_DLE\CSV_files_raw_nieuwe_structuur\2013\sap1_93\m01\42193az_dlext_20130109_3414_3817.csv | 404
v4 | Full | 3 | 42193az_dlext_20130110_3818_4233.csv | F:\UPOD\Cell_DLE\CSV_files_raw_nieuwe_structuur\2013\sap1_93\m01 | F:\UPOD\Cell_DLE\CSV_files_raw_nieuwe_structuur\2013\sap1_93\m01\42193az_dlext_20130110_3818_4233.csv | 416
v4 | Full | 3 | 42193az_dlext_20130111_4234_4581.csv | F:\UPOD\Cell_DLE\CSV_files_raw_nieuwe_structuur\2013\sap1_93\m01 | F:\UPOD\Cell_DLE\CSV_files_raw_nieuwe_structuur\2013\sap1_93\m01\42193az_dlext_20130111_4234_4581.csv | 348
v4 | Full | 3 | 42193az_dlext_20130112_4582_4689.csv | F:\UPOD\Cell_DLE\CSV_files_raw_nieuwe_structuur\2013\sap1_93\m01 | F:\UPOD\Cell_DLE\CSV_files_raw_nieuwe_structuur\2013\sap1_93\m01\42193az_dlext_20130112_4582_4689.csv | 108
v4 | Full | 3 | 42193az_dlext_20130113_4690_4768.csv | F:\UPOD\Cell_DLE\CSV_files_raw_nieuwe_structuur\2013\sap1_93\m01 | F:\UPOD\Cell_DLE\CSV_files_raw_nieuwe_structuur\2013\sap1_93\m01\42193az_dlext_20130113_4690_4768.csv | 79
v4 | Full | 3 | 42193az_dlext_20130114_4769_5096.csv | F:\UPOD\Cell_DLE\CSV_files_raw_nieuwe_structuur\2013\sap1_93\m01 | F:\UPOD\Cell_DLE\CSV_files_raw_nieuwe_structuur\2013\sap1_93\m01\42193az_dlext_20130114_4769_5096.csv | 328
v4 | Full | 3 | 42193az_dlext_20130115_5097_5421.csv | F:\UPOD\Cell_DLE\CSV_files_raw_nieuwe_structuur\2013\sap1_93\m01 | F:\UPOD\Cell_DLE\CSV_files_raw_nieuwe_structuur\2013\sap1_93\m01\42193az_dlext_20130115_5097_5421.csv | 325
v4 | Full | 3 | 42193az_dlext_20130116_5422_5762.csv | F:\UPOD\Cell_DLE\CSV_files_raw_nieuwe_structuur\2013\sap1_93\m01 | F:\UPOD\Cell_DLE\CSV_files_raw_nieuwe_structuur\2013\sap1_93\m01\42193az_dlext_20130116_5422_5762.csv | 341
v4 | Full | 3 | 42193az_dlext_20130117_5763_6062.csv | F:\UPOD\Cell_DLE\CSV_files_raw_nieuwe_structuur\2013\sap1_93\m01 | F:\UPOD\Cell_DLE\CSV_files_raw_nieuwe_structuur\2013\sap1_93\m01\42193az_dlext_20130117_5763_6062.csv | 300
v4 | Full | 3 | 42193az_dlext_20130118_6063_6389.csv | F:\UPOD\Cell_DLE\CSV_files_raw_nieuwe_structuur\2013\sap1_93\m01 | F:\UPOD\Cell_DLE\CSV_files_raw_nieuwe_structuur\2013\sap1_93\m01\42193az_dlext_20130118_6063_6389.csv | 327
v4 | Full | 3 | 42193az_dlext_20130119_6390_6486.csv | F:\UPOD\Cell_DLE\CSV_files_raw_nieuwe_structuur\2013\sap1_93\m01 | F:\UPOD\Cell_DLE\CSV_files_raw_nieuwe_structuur\2013\sap1_93\m01\42193az_dlext_20130119_6390_6486.csv | 97
v4 | Full | 3 | 42193az_dlext_20130120_6487_6557.csv | F:\UPOD\Cell_DLE\CSV_files_raw_nieuwe_structuur\2013\sap1_93\m01 | F:\UPOD\Cell_DLE\CSV_files_raw_nieuwe_structuur\2013\sap1_93\m01\42193az_dlext_20130120_6487_6557.csv | 71
v4 | Full | 3 | 42193az_dlext_20130121_6558_6874.csv | F:\UPOD\Cell_DLE\CSV_files_raw_nieuwe_structuur\2013\sap1_93\m01 | F:\UPOD\Cell_DLE\CSV_files_raw_nieuwe_structuur\2013\sap1_93\m01\42193az_dlext_20130121_6558_6874.csv | 317
v4 | Full | 3 | 42193az_dlext_20130122_6875_7120.csv | F:\UPOD\Cell_DLE\CSV_files_raw_nieuwe_structuur\2013\sap1_93\m01 | F:\UPOD\Cell_DLE\CSV_files_raw_nieuwe_structuur\2013\sap1_93\m01\42193az_dlext_20130122_6875_7120.csv | 246
v4 | Full | 3 | 42193az_dlext_20130123_7121_7446.csv | F:\UPOD\Cell_DLE\CSV_files_raw_nieuwe_structuur\2013\sap1_93\m01 | F:\UPOD\Cell_DLE\CSV_files_raw_nieuwe_structuur\2013\sap1_93\m01\42193az_dlext_20130123_7121_7446.csv | 326
v4 | Full | 3 | 42193az_dlext_20130124_7447_7815.csv | F:\UPOD\Cell_DLE\CSV_files_raw_nieuwe_structuur\2013\sap1_93\m01 | F:\UPOD\Cell_DLE\CSV_files_raw_nieuwe_structuur\2013\sap1_93\m01\42193az_dlext_20130124_7447_7815.csv | 369
v4 | Full | 3 | 42193az_dlext_20130125_7816_8085.csv | F:\UPOD\Cell_DLE\CSV_files_raw_nieuwe_structuur\2013\sap1_93\m01 | F:\UPOD\Cell_DLE\CSV_files_raw_nieuwe_structuur\2013\sap1_93\m01\42193az_dlext_20130125_7816_8085.csv | 270
v4 | Full | 3 | 42193az_dlext_20130126_8086_8228.csv | F:\UPOD\Cell_DLE\CSV_files_raw_nieuwe_structuur\2013\sap1_93\m01 | F:\UPOD\Cell_DLE\CSV_files_raw_nieuwe_structuur\2013\sap1_93\m01\42193az_dlext_20130126_8086_8228.csv | 143
v4 | Full | 3 | 42193az_dlext_20130127_8229_8306.csv | F:\UPOD\Cell_DLE\CSV_files_raw_nieuwe_structuur\2013\sap1_93\m01 | F:\UPOD\Cell_DLE\CSV_files_raw_nieuwe_structuur\2013\sap1_93\m01\42193az_dlext_20130127_8229_8306.csv | 78
v4 | Full | 3 | 42193az_dlext_20130128_8307_8618.csv | F:\UPOD\Cell_DLE\CSV_files_raw_nieuwe_structuur\2013\sap1_93\m01 | F:\UPOD\Cell_DLE\CSV_files_raw_nieuwe_structuur\2013\sap1_93\m01\42193az_dlext_20130128_8307_8618.csv | 312
v4 | Full | 3 | 42193az_dlext_20130129_8619_9132.csv | F:\UPOD\Cell_DLE\CSV_files_raw_nieuwe_structuur\2013\sap1_93\m01 | F:\UPOD\Cell_DLE\CSV_files_raw_nieuwe_structuur\2013\sap1_93\m01\42193az_dlext_20130129_8619_9132.csv | 514
v4 | Full | 3 | 42193az_dlext_20130130_9133_9483.csv | F:\UPOD\Cell_DLE\CSV_files_raw_nieuwe_structuur\2013\sap1_93\m01 | F:\UPOD\Cell_DLE\CSV_files_raw_nieuwe_structuur\2013\sap1_93\m01\42193az_dlext_20130130_9133_9483.csv | 351
v4 | Full | 3 | 42193az_dlext_20130131_9484_9892.csv | F:\UPOD\Cell_DLE\CSV_files_raw_nieuwe_structuur\2013\sap1_93\m01 | F:\UPOD\Cell_DLE\CSV_files_raw_nieuwe_structuur\2013\sap1_93\m01\42193az_dlext_20130131_9484_9892.csv | 409
v4 | Full | 3 | 42193az_dlext_20130201_9893_0066.csv | F:\UPOD\Cell_DLE\CSV_files_raw_nieuwe_structuur\2013\sap1_93\m02 | F:\UPOD\Cell_DLE\CSV_files_raw_nieuwe_structuur\2013\sap1_93\m02\42193az_dlext_20130201_9893_0066.csv | 174
v4 | Full | 3 | 42193az_dlext_20130202_0067_0143.csv | F:\UPOD\Cell_DLE\CSV_files_raw_nieuwe_structuur\2013\sap1_93\m02 | F:\UPOD\Cell_DLE\CSV_files_raw_nieuwe_structuur\2013\sap1_93\m02\42193az_dlext_20130202_0067_0143.csv | 77
v4 | Full | 3 | 42193az_dlext_20130203_0144_0219.csv | F:\UPOD\Cell_DLE\CSV_files_raw_nieuwe_structuur\2013\sap1_93\m02 | F:\UPOD\Cell_DLE\CSV_files_raw_nieuwe_structuur\2013\sap1_93\m02\42193az_dlext_20130203_0144_0219.csv | 76
v4 | Full | 3 | 42193az_dlext_20130204_0220_0595.csv | F:\UPOD\Cell_DLE\CSV_files_raw_nieuwe_structuur\2013\sap1_93\m02 | F:\UPOD\Cell_DLE\CSV_files_raw_nieuwe_structuur\2013\sap1_93\m02\42193az_dlext_20130204_0220_0595.csv | 376
v4 | Full | 3 | 42193az_dlext_20130205_0596_0856.csv | F:\UPOD\Cell_DLE\CSV_files_raw_nieuwe_structuur\2013\sap1_93\m02 | F:\UPOD\Cell_DLE\CSV_files_raw_nieuwe_structuur\2013\sap1_93\m02\42193az_dlext_20130205_0596_0856.csv | 261
v4 | Full | 3 | 42193az_dlext_20130206_0857_1147.csv | F:\UPOD\Cell_DLE\CSV_files_raw_nieuwe_structuur\2013\sap1_93\m02 | F:\UPOD\Cell_DLE\CSV_files_raw_nieuwe_structuur\2013\sap1_93\m02\42193az_dlext_20130206_0857_1147.csv | 291
v4 | Full | 3 | 42193az_dlext_20130207_1148_1490.csv | F:\UPOD\Cell_DLE\CSV_files_raw_nieuwe_structuur\2013\sap1_93\m02 | F:\UPOD\Cell_DLE\CSV_files_raw_nieuwe_structuur\2013\sap1_93\m02\42193az_dlext_20130207_1148_1490.csv | 343
v4 | Full | 3 | 42193az_dlext_20130208_1491_1764.csv | F:\UPOD\Cell_DLE\CSV_files_raw_nieuwe_structuur\2013\sap1_93\m02 | F:\UPOD\Cell_DLE\CSV_files_raw_nieuwe_structuur\2013\sap1_93\m02\42193az_dlext_20130208_1491_1764.csv | 274
v4 | Full | 3 | 42193az_dlext_20130209_1765_1861.csv | F:\UPOD\Cell_DLE\CSV_files_raw_nieuwe_structuur\2013\sap1_93\m02 | F:\UPOD\Cell_DLE\CSV_files_raw_nieuwe_structuur\2013\sap1_93\m02\42193az_dlext_20130209_1765_1861.csv | 97
v4 | Full | 3 | 42193az_dlext_20130210_1862_1920.csv | F:\UPOD\Cell_DLE\CSV_files_raw_nieuwe_structuur\2013\sap1_93\m02 | F:\UPOD\Cell_DLE\CSV_files_raw_nieuwe_structuur\2013\sap1_93\m02\42193az_dlext_20130210_1862_1920.csv | 59
v4 | Full | 3 | 42193az_dlext_20130211_1921_2187.csv | F:\UPOD\Cell_DLE\CSV_files_raw_nieuwe_structuur\2013\sap1_93\m02 | F:\UPOD\Cell_DLE\CSV_files_raw_nieuwe_structuur\2013\sap1_93\m02\42193az_dlext_20130211_1921_2187.csv | 267
v4 | Full | 3 | 42193az_dlext_20130212_2188_2512.csv | F:\UPOD\Cell_DLE\CSV_files_raw_nieuwe_structuur\2013\sap1_93\m02 | F:\UPOD\Cell_DLE\CSV_files_raw_nieuwe_structuur\2013\sap1_93\m02\42193az_dlext_20130212_2188_2512.csv | 325
v4 | Full | 3 | 42193az_dlext_20130213_2513_2830.csv | F:\UPOD\Cell_DLE\CSV_files_raw_nieuwe_structuur\2013\sap1_93\m02 | F:\UPOD\Cell_DLE\CSV_files_raw_nieuwe_structuur\2013\sap1_93\m02\42193az_dlext_20130213_2513_2830.csv | 318
v4 | Full | 3 | 42193az_dlext_20130214_2831_3088.csv | F:\UPOD\Cell_DLE\CSV_files_raw_nieuwe_structuur\2013\sap1_93\m02 | F:\UPOD\Cell_DLE\CSV_files_raw_nieuwe_structuur\2013\sap1_93\m02\42193az_dlext_20130214_2831_3088.csv | 258
v4 | Full | 3 | 42193az_dlext_20130215_3089_3242.csv | F:\UPOD\Cell_DLE\CSV_files_raw_nieuwe_structuur\2013\sap1_93\m02 | F:\UPOD\Cell_DLE\CSV_files_raw_nieuwe_structuur\2013\sap1_93\m02\42193az_dlext_20130215_3089_3242.csv | 154
v4 | Full | 3 | 42193az_dlext_20130216_3243_3353.csv | F:\UPOD\Cell_DLE\CSV_files_raw_nieuwe_structuur\2013\sap1_93\m02 | F:\UPOD\Cell_DLE\CSV_files_raw_nieuwe_structuur\2013\sap1_93\m02\42193az_dlext_20130216_3243_3353.csv | 111
v4 | Full | 3 | 42193az_dlext_20130217_3354_3423.csv | F:\UPOD\Cell_DLE\CSV_files_raw_nieuwe_structuur\2013\sap1_93\m02 | F:\UPOD\Cell_DLE\CSV_files_raw_nieuwe_structuur\2013\sap1_93\m02\42193az_dlext_20130217_3354_3423.csv | 70
v4 | Full | 3 | 42193az_dlext_20130218_3424_3730.csv | F:\UPOD\Cell_DLE\CSV_files_raw_nieuwe_structuur\2013\sap1_93\m02 | F:\UPOD\Cell_DLE\CSV_files_raw_nieuwe_structuur\2013\sap1_93\m02\42193az_dlext_20130218_3424_3730.csv | 307
v4 | Full | 3 | 42193az_dlext_20130219_3731_4042.csv | F:\UPOD\Cell_DLE\CSV_files_raw_nieuwe_structuur\2013\sap1_93\m02 | F:\UPOD\Cell_DLE\CSV_files_raw_nieuwe_structuur\2013\sap1_93\m02\42193az_dlext_20130219_3731_4042.csv | 312
v4 | Full | 3 | 42193az_dlext_20130220_4043_4332.csv | F:\UPOD\Cell_DLE\CSV_files_raw_nieuwe_structuur\2013\sap1_93\m02 | F:\UPOD\Cell_DLE\CSV_files_raw_nieuwe_structuur\2013\sap1_93\m02\42193az_dlext_20130220_4043_4332.csv | 290
v4 | Full | 3 | 42193az_dlext_20130228_4333_6234.csv | F:\UPOD\Cell_DLE\CSV_files_raw_nieuwe_structuur\2013\sap1_93\m02 | F:\UPOD\Cell_DLE\CSV_files_raw_nieuwe_structuur\2013\sap1_93\m02\42193az_dlext_20130228_4333_6234.csv | 1902
v4 | Full | 3 | 42193az_dlext_20130301_6235_6447.csv | F:\UPOD\Cell_DLE\CSV_files_raw_nieuwe_structuur\2013\sap1_93\m03 | F:\UPOD\Cell_DLE\CSV_files_raw_nieuwe_structuur\2013\sap1_93\m03\42193az_dlext_20130301_6235_6447.csv | 213
v4 | Full | 3 | 42193az_dlext_20130302_6448_6535.csv | F:\UPOD\Cell_DLE\CSV_files_raw_nieuwe_structuur\2013\sap1_93\m03 | F:\UPOD\Cell_DLE\CSV_files_raw_nieuwe_structuur\2013\sap1_93\m03\42193az_dlext_20130302_6448_6535.csv | 88
v4 | Full | 3 | 42193az_dlext_20130303_6536_6676.csv | F:\UPOD\Cell_DLE\CSV_files_raw_nieuwe_structuur\2013\sap1_93\m03 | F:\UPOD\Cell_DLE\CSV_files_raw_nieuwe_structuur\2013\sap1_93\m03\42193az_dlext_20130303_6536_6676.csv | 141
v4 | Full | 3 | 42193az_dlext_20130304_6677_6968.csv | F:\UPOD\Cell_DLE\CSV_files_raw_nieuwe_structuur\2013\sap1_93\m03 | F:\UPOD\Cell_DLE\CSV_files_raw_nieuwe_structuur\2013\sap1_93\m03\42193az_dlext_20130304_6677_6968.csv | 292
v4 | Full | 3 | 42193az_dlext_20130305_6969_7282.csv | F:\UPOD\Cell_DLE\CSV_files_raw_nieuwe_structuur\2013\sap1_93\m03 | F:\UPOD\Cell_DLE\CSV_files_raw_nieuwe_structuur\2013\sap1_93\m03\42193az_dlext_20130305_6969_7282.csv | 314
v4 | Full | 3 | 42193az_dlext_20130306_7283_7603.csv | F:\UPOD\Cell_DLE\CSV_files_raw_nieuwe_structuur\2013\sap1_93\m03 | F:\UPOD\Cell_DLE\CSV_files_raw_nieuwe_structuur\2013\sap1_93\m03\42193az_dlext_20130306_7283_7603.csv | 321
v4 | Full | 3 | 42193az_dlext_20130307_7604_8008.csv | F:\UPOD\Cell_DLE\CSV_files_raw_nieuwe_structuur\2013\sap1_93\m03 | F:\UPOD\Cell_DLE\CSV_files_raw_nieuwe_structuur\2013\sap1_93\m03\42193az_dlext_20130307_7604_8008.csv | 405
v4 | Full | 3 | 42193az_dlext_20130308_8009_8334.csv | F:\UPOD\Cell_DLE\CSV_files_raw_nieuwe_structuur\2013\sap1_93\m03 | F:\UPOD\Cell_DLE\CSV_files_raw_nieuwe_structuur\2013\sap1_93\m03\42193az_dlext_20130308_8009_8334.csv | 326
v4 | Full | 3 | 42193az_dlext_20130309_8335_8451.csv | F:\UPOD\Cell_DLE\CSV_files_raw_nieuwe_structuur\2013\sap1_93\m03 | F:\UPOD\Cell_DLE\CSV_files_raw_nieuwe_structuur\2013\sap1_93\m03\42193az_dlext_20130309_8335_8451.csv | 117
v4 | Full | 3 | 42193az_dlext_20130310_8452_8522.csv | F:\UPOD\Cell_DLE\CSV_files_raw_nieuwe_structuur\2013\sap1_93\m03 | F:\UPOD\Cell_DLE\CSV_files_raw_nieuwe_structuur\2013\sap1_93\m03\42193az_dlext_20130310_8452_8522.csv | 71
v4 | Full | 3 | 42193az_dlext_20130311_8523_8852.csv | F:\UPOD\Cell_DLE\CSV_files_raw_nieuwe_structuur\2013\sap1_93\m03 | F:\UPOD\Cell_DLE\CSV_files_raw_nieuwe_structuur\2013\sap1_93\m03\42193az_dlext_20130311_8523_8852.csv | 330
v4 | Full | 3 | 42193az_dlext_20130312_8853_9223.csv | F:\UPOD\Cell_DLE\CSV_files_raw_nieuwe_structuur\2013\sap1_93\m03 | F:\UPOD\Cell_DLE\CSV_files_raw_nieuwe_structuur\2013\sap1_93\m03\42193az_dlext_20130312_8853_9223.csv | 371
v4 | Full | 3 | 42193az_dlext_20130313_9224_9599.csv | F:\UPOD\Cell_DLE\CSV_files_raw_nieuwe_structuur\2013\sap1_93\m03 | F:\UPOD\Cell_DLE\CSV_files_raw_nieuwe_structuur\2013\sap1_93\m03\42193az_dlext_20130313_9224_9599.csv | 376
v4 | Full | 3 | 42193az_dlext_20130314_9600_0171.csv | F:\UPOD\Cell_DLE\CSV_files_raw_nieuwe_structuur\2013\sap1_93\m03 | F:\UPOD\Cell_DLE\CSV_files_raw_nieuwe_structuur\2013\sap1_93\m03\42193az_dlext_20130314_9600_0171.csv | 572
v4 | Full | 3 | 42193az_dlext_20130315_0172_0467.csv | F:\UPOD\Cell_DLE\CSV_files_raw_nieuwe_structuur\2013\sap1_93\m03 | F:\UPOD\Cell_DLE\CSV_files_raw_nieuwe_structuur\2013\sap1_93\m03\42193az_dlext_20130315_0172_0467.csv | 296
v4 | Full | 3 | 42193az_dlext_20130316_0468_0544.csv | F:\UPOD\Cell_DLE\CSV_files_raw_nieuwe_structuur\2013\sap1_93\m03 | F:\UPOD\Cell_DLE\CSV_files_raw_nieuwe_structuur\2013\sap1_93\m03\42193az_dlext_20130316_0468_0544.csv | 77
v4 | Full | 3 | 42193az_dlext_20130317_0545_0612.csv | F:\UPOD\Cell_DLE\CSV_files_raw_nieuwe_structuur\2013\sap1_93\m03 | F:\UPOD\Cell_DLE\CSV_files_raw_nieuwe_structuur\2013\sap1_93\m03\42193az_dlext_20130317_0545_0612.csv | 68
v4 | Full | 3 | 42193az_dlext_20130318_0613_0860.csv | F:\UPOD\Cell_DLE\CSV_files_raw_nieuwe_structuur\2013\sap1_93\m03 | F:\UPOD\Cell_DLE\CSV_files_raw_nieuwe_structuur\2013\sap1_93\m03\42193az_dlext_20130318_0613_0860.csv | 248
v4 | Full | 3 | 42193az_dlext_20130319_0861_1127.csv | F:\UPOD\Cell_DLE\CSV_files_raw_nieuwe_structuur\2013\sap1_93\m03 | F:\UPOD\Cell_DLE\CSV_files_raw_nieuwe_structuur\2013\sap1_93\m03\42193az_dlext_20130319_0861_1127.csv | 267
v4 | Full | 3 | 42193az_dlext_20130320_1128_1225.csv | F:\UPOD\Cell_DLE\CSV_files_raw_nieuwe_structuur\2013\sap1_93\m03 | F:\UPOD\Cell_DLE\CSV_files_raw_nieuwe_structuur\2013\sap1_93\m03\42193az_dlext_20130320_1128_1225.csv | 98
v4 | Full | 3 | 42193az_dlext_20130411_1226_1230.csv | F:\UPOD\Cell_DLE\CSV_files_raw_nieuwe_structuur\2013\sap1_93\m04 | F:\UPOD\Cell_DLE\CSV_files_raw_nieuwe_structuur\2013\sap1_93\m04\42193az_dlext_20130411_1226_1230.csv | 5
v4 | Full | 3 | 42193az_dlext_20130412_1231_1240.csv | F:\UPOD\Cell_DLE\CSV_files_raw_nieuwe_structuur\2013\sap1_93\m04 | F:\UPOD\Cell_DLE\CSV_files_raw_nieuwe_structuur\2013\sap1_93\m04\42193az_dlext_20130412_1231_1240.csv | 10
v4 | Full | 3 | 42193az_dlext_20130413_1241_1245.csv | F:\UPOD\Cell_DLE\CSV_files_raw_nieuwe_structuur\2013\sap1_93\m04 | F:\UPOD\Cell_DLE\CSV_files_raw_nieuwe_structuur\2013\sap1_93\m04\42193az_dlext_20130413_1241_1245.csv | 5
v4 | Full | 3 | 42193az_dlext_20130415_1246_1259.csv | F:\UPOD\Cell_DLE\CSV_files_raw_nieuwe_structuur\2013\sap1_93\m04 | F:\UPOD\Cell_DLE\CSV_files_raw_nieuwe_structuur\2013\sap1_93\m04\42193az_dlext_20130415_1246_1259.csv | 14
v4 | Full | 3 | 42193az_dlext_20130416_1260_1261.csv | F:\UPOD\Cell_DLE\CSV_files_raw_nieuwe_structuur\2013\sap1_93\m04 | F:\UPOD\Cell_DLE\CSV_files_raw_nieuwe_structuur\2013\sap1_93\m04\42193az_dlext_20130416_1260_1261.csv | 2
v4 | Full | 3 | 42193az_dlext_20130418_1262_1274.csv | F:\UPOD\Cell_DLE\CSV_files_raw_nieuwe_structuur\2013\sap1_93\m04 | F:\UPOD\Cell_DLE\CSV_files_raw_nieuwe_structuur\2013\sap1_93\m04\42193az_dlext_20130418_1262_1274.csv | 13
v4 | Full | 3 | 42193az_dlext_20130419_1275_1276.csv | F:\UPOD\Cell_DLE\CSV_files_raw_nieuwe_structuur\2013\sap1_93\m04 | F:\UPOD\Cell_DLE\CSV_files_raw_nieuwe_structuur\2013\sap1_93\m04\42193az_dlext_20130419_1275_1276.csv | 2
v4 | Full | 3 | 42193az_dlext_20130425_1277_1288.csv | F:\UPOD\Cell_DLE\CSV_files_raw_nieuwe_structuur\2013\sap1_93\m04 | F:\UPOD\Cell_DLE\CSV_files_raw_nieuwe_structuur\2013\sap1_93\m04\42193az_dlext_20130425_1277_1288.csv | 12
v4 | Full | 3 | 42193az_dlext_20130426_1289_1297.csv | F:\UPOD\Cell_DLE\CSV_files_raw_nieuwe_structuur\2013\sap1_93\m04 | F:\UPOD\Cell_DLE\CSV_files_raw_nieuwe_structuur\2013\sap1_93\m04\42193az_dlext_20130426_1289_1297.csv | 9
v4 | Full | 3 | 42193az_dlext_20130429_1298_1310.csv | F:\UPOD\Cell_DLE\CSV_files_raw_nieuwe_structuur\2013\sap1_93\m04 | F:\UPOD\Cell_DLE\CSV_files_raw_nieuwe_structuur\2013\sap1_93\m04\42193az_dlext_20130429_1298_1310.csv | 13
v4 | Full | 3 | 42193az_dlext_20130502_1311_1312.csv | F:\UPOD\Cell_DLE\CSV_files_raw_nieuwe_structuur\2013\sap1_93\m05 | F:\UPOD\Cell_DLE\CSV_files_raw_nieuwe_structuur\2013\sap1_93\m05\42193az_dlext_20130502_1311_1312.csv | 2
v4 | Full | 3 | 42193az_dlext_20130503_1313_1314.csv | F:\UPOD\Cell_DLE\CSV_files_raw_nieuwe_structuur\2013\sap1_93\m05 | F:\UPOD\Cell_DLE\CSV_files_raw_nieuwe_structuur\2013\sap1_93\m05\42193az_dlext_20130503_1313_1314.csv | 2
v4 | Full | 3 | 42193az_dlext_20130506_1315_1330.csv | F:\UPOD\Cell_DLE\CSV_files_raw_nieuwe_structuur\2013\sap1_93\m05 | F:\UPOD\Cell_DLE\CSV_files_raw_nieuwe_structuur\2013\sap1_93\m05\42193az_dlext_20130506_1315_1330.csv | 16
v4 | Full | 3 | 42193az_dlext_20130508_1331_1344.csv | F:\UPOD\Cell_DLE\CSV_files_raw_nieuwe_structuur\2013\sap1_93\m05 | F:\UPOD\Cell_DLE\CSV_files_raw_nieuwe_structuur\2013\sap1_93\m05\42193az_dlext_20130508_1331_1344.csv | 14
v4 | Full | 3 | 42193az_dlext_20130513_1345_1358.csv | F:\UPOD\Cell_DLE\CSV_files_raw_nieuwe_structuur\2013\sap1_93\m05 | F:\UPOD\Cell_DLE\CSV_files_raw_nieuwe_structuur\2013\sap1_93\m05\42193az_dlext_20130513_1345_1358.csv | 14
v4 | Full | 3 | 42193az_dlext_20130515_1359_1368.csv | F:\UPOD\Cell_DLE\CSV_files_raw_nieuwe_structuur\2013\sap1_93\m05 | F:\UPOD\Cell_DLE\CSV_files_raw_nieuwe_structuur\2013\sap1_93\m05\42193az_dlext_20130515_1359_1368.csv | 10
v4 | Full | 3 | 42193az_dlext_20130517_1369_1374.csv | F:\UPOD\Cell_DLE\CSV_files_raw_nieuwe_structuur\2013\sap1_93\m05 | F:\UPOD\Cell_DLE\CSV_files_raw_nieuwe_structuur\2013\sap1_93\m05\42193az_dlext_20130517_1369_1374.csv | 6
v4 | Full | 3 | 42193az_dlext_20130521_1375_1386.csv | F:\UPOD\Cell_DLE\CSV_files_raw_nieuwe_structuur\2013\sap1_93\m05 | F:\UPOD\Cell_DLE\CSV_files_raw_nieuwe_structuur\2013\sap1_93\m05\42193az_dlext_20130521_1375_1386.csv | 12
v4 | Full | 3 | 42193az_dlext_20130524_1387_1394.csv | F:\UPOD\Cell_DLE\CSV_files_raw_nieuwe_structuur\2013\sap1_93\m05 | F:\UPOD\Cell_DLE\CSV_files_raw_nieuwe_structuur\2013\sap1_93\m05\42193az_dlext_20130524_1387_1394.csv | 8
v4 | Full | 3 | 42193az_dlext_20130528_1395_1404.csv | F:\UPOD\Cell_DLE\CSV_files_raw_nieuwe_structuur\2013\sap1_93\m05 | F:\UPOD\Cell_DLE\CSV_files_raw_nieuwe_structuur\2013\sap1_93\m05\42193az_dlext_20130528_1395_1404.csv | 10
v4 | Full | 3 | 42193az_dlext_20130530_1405_1417.csv | F:\UPOD\Cell_DLE\CSV_files_raw_nieuwe_structuur\2013\sap1_93\m05 | F:\UPOD\Cell_DLE\CSV_files_raw_nieuwe_structuur\2013\sap1_93\m05\42193az_dlext_20130530_1405_1417.csv | 13
v4 | Full | 3 | 42193az_dlext_20130604_1418_1419.csv | F:\UPOD\Cell_DLE\CSV_files_raw_nieuwe_structuur\2013\sap1_93\m06 | F:\UPOD\Cell_DLE\CSV_files_raw_nieuwe_structuur\2013\sap1_93\m06\42193az_dlext_20130604_1418_1419.csv | 2
v4 | Full | 3 | 42193az_dlext_20130605_1420_1432.csv | F:\UPOD\Cell_DLE\CSV_files_raw_nieuwe_structuur\2013\sap1_93\m06 | F:\UPOD\Cell_DLE\CSV_files_raw_nieuwe_structuur\2013\sap1_93\m06\42193az_dlext_20130605_1420_1432.csv | 13
v4 | Full | 3 | 42193az_dlext_20130621_1433_1494.csv | F:\UPOD\Cell_DLE\CSV_files_raw_nieuwe_structuur\2013\sap1_93\m06 | F:\UPOD\Cell_DLE\CSV_files_raw_nieuwe_structuur\2013\sap1_93\m06\42193az_dlext_20130621_1433_1494.csv | 62
v4 | Full | 3 | 42193az_dlext_20130624_1495_1496.csv | F:\UPOD\Cell_DLE\CSV_files_raw_nieuwe_structuur\2013\sap1_93\m06 | F:\UPOD\Cell_DLE\CSV_files_raw_nieuwe_structuur\2013\sap1_93\m06\42193az_dlext_20130624_1495_1496.csv | 2
v4 | Full | 3 | 42193az_dlext_20130702_1497_1557.csv | F:\UPOD\Cell_DLE\CSV_files_raw_nieuwe_structuur\2013\sap1_93\m07 | F:\UPOD\Cell_DLE\CSV_files_raw_nieuwe_structuur\2013\sap1_93\m07\42193az_dlext_20130702_1497_1557.csv | 61
v4 | Full | 3 | 42193az_dlext_20130703_1558_1559.csv | F:\UPOD\Cell_DLE\CSV_files_raw_nieuwe_structuur\2013\sap1_93\m07 | F:\UPOD\Cell_DLE\CSV_files_raw_nieuwe_structuur\2013\sap1_93\m07\42193az_dlext_20130703_1558_1559.csv | 2
v4 | Full | 3 | 42193az_dlext_20130704_1560_1579.csv | F:\UPOD\Cell_DLE\CSV_files_raw_nieuwe_structuur\2013\sap1_93\m07 | F:\UPOD\Cell_DLE\CSV_files_raw_nieuwe_structuur\2013\sap1_93\m07\42193az_dlext_20130704_1560_1579.csv | 20
v4 | Full | 3 | 42193az_dlext_20130705_1580_1602.csv | F:\UPOD\Cell_DLE\CSV_files_raw_nieuwe_structuur\2013\sap1_93\m07 | F:\UPOD\Cell_DLE\CSV_files_raw_nieuwe_structuur\2013\sap1_93\m07\42193az_dlext_20130705_1580_1602.csv | 23
v4 | Full | 3 | 42193az_dlext_20130708_1603_1612.csv | F:\UPOD\Cell_DLE\CSV_files_raw_nieuwe_structuur\2013\sap1_93\m07 | F:\UPOD\Cell_DLE\CSV_files_raw_nieuwe_structuur\2013\sap1_93\m07\42193az_dlext_20130708_1603_1612.csv | 10
v4 | Full | 3 | 42193az_dlext_20130711_1613_1626.csv | F:\UPOD\Cell_DLE\CSV_files_raw_nieuwe_structuur\2013\sap1_93\m07 | F:\UPOD\Cell_DLE\CSV_files_raw_nieuwe_structuur\2013\sap1_93\m07\42193az_dlext_20130711_1613_1626.csv | 14
v4 | Full | 3 | 42193az_dlext_20130712_1627_1628.csv | F:\UPOD\Cell_DLE\CSV_files_raw_nieuwe_structuur\2013\sap1_93\m07 | F:\UPOD\Cell_DLE\CSV_files_raw_nieuwe_structuur\2013\sap1_93\m07\42193az_dlext_20130712_1627_1628.csv | 2
v4 | Full | 3 | 42193az_dlext_20130715_1629_1633.csv | F:\UPOD\Cell_DLE\CSV_files_raw_nieuwe_structuur\2013\sap1_93\m07 | F:\UPOD\Cell_DLE\CSV_files_raw_nieuwe_structuur\2013\sap1_93\m07\42193az_dlext_20130715_1629_1633.csv | 5
v4 | Full | 3 | 42193az_dlext_20130716_1634_1673.csv | F:\UPOD\Cell_DLE\CSV_files_raw_nieuwe_structuur\2013\sap1_93\m07 | F:\UPOD\Cell_DLE\CSV_files_raw_nieuwe_structuur\2013\sap1_93\m07\42193az_dlext_20130716_1634_1673.csv | 40
v4 | Full | 3 | 42193az_dlext_20130717_1674_1690.csv | F:\UPOD\Cell_DLE\CSV_files_raw_nieuwe_structuur\2013\sap1_93\m07 | F:\UPOD\Cell_DLE\CSV_files_raw_nieuwe_structuur\2013\sap1_93\m07\42193az_dlext_20130717_1674_1690.csv | 17
v4 | Full | 3 | 42193az_dlext_20130718_1691_1721.csv | F:\UPOD\Cell_DLE\CSV_files_raw_nieuwe_structuur\2013\sap1_93\m07 | F:\UPOD\Cell_DLE\CSV_files_raw_nieuwe_structuur\2013\sap1_93\m07\42193az_dlext_20130718_1691_1721.csv | 31
v4 | Full | 3 | 42193az_dlext_20130729_1722_1728.csv | F:\UPOD\Cell_DLE\CSV_files_raw_nieuwe_structuur\2013\sap1_93\m07 | F:\UPOD\Cell_DLE\CSV_files_raw_nieuwe_structuur\2013\sap1_93\m07\42193az_dlext_20130729_1722_1728.csv | 7
v4 | Full | 3 | 42193az_dlext_20130730_1729_1736.csv | F:\UPOD\Cell_DLE\CSV_files_raw_nieuwe_structuur\2013\sap1_93\m07 | F:\UPOD\Cell_DLE\CSV_files_raw_nieuwe_structuur\2013\sap1_93\m07\42193az_dlext_20130730_1729_1736.csv | 8
v4 | Full | 3 | 42193az_dlext_20130801_1737_1745.csv | F:\UPOD\Cell_DLE\CSV_files_raw_nieuwe_structuur\2013\sap1_93\m08 | F:\UPOD\Cell_DLE\CSV_files_raw_nieuwe_structuur\2013\sap1_93\m08\42193az_dlext_20130801_1737_1745.csv | 9
v4 | Full | 3 | 42193az_dlext_20130813_1746_1805.csv | F:\UPOD\Cell_DLE\CSV_files_raw_nieuwe_structuur\2013\sap1_93\m08 | F:\UPOD\Cell_DLE\CSV_files_raw_nieuwe_structuur\2013\sap1_93\m08\42193az_dlext_20130813_1746_1805.csv | 60
v4 | Full | 3 | 42193az_dlext_20130814_1806_1807.csv | F:\UPOD\Cell_DLE\CSV_files_raw_nieuwe_structuur\2013\sap1_93\m08 | F:\UPOD\Cell_DLE\CSV_files_raw_nieuwe_structuur\2013\sap1_93\m08\42193az_dlext_20130814_1806_1807.csv | 2
v4 | Full | 3 | 42193az_dlext_20130815_1808_1827.csv | F:\UPOD\Cell_DLE\CSV_files_raw_nieuwe_structuur\2013\sap1_93\m08 | F:\UPOD\Cell_DLE\CSV_files_raw_nieuwe_structuur\2013\sap1_93\m08\42193az_dlext_20130815_1808_1827.csv | 20
v4 | Full | 3 | 42193az_dlext_20130819_1828_1842.csv | F:\UPOD\Cell_DLE\CSV_files_raw_nieuwe_structuur\2013\sap1_93\m08 | F:\UPOD\Cell_DLE\CSV_files_raw_nieuwe_structuur\2013\sap1_93\m08\42193az_dlext_20130819_1828_1842.csv | 15
v4 | Full | 3 | 42193az_dlext_20130822_1843_1851.csv | F:\UPOD\Cell_DLE\CSV_files_raw_nieuwe_structuur\2013\sap1_93\m08 | F:\UPOD\Cell_DLE\CSV_files_raw_nieuwe_structuur\2013\sap1_93\m08\42193az_dlext_20130822_1843_1851.csv | 9
v4 | Full | 3 | 42193az_dlext_20130826_1852_1860.csv | F:\UPOD\Cell_DLE\CSV_files_raw_nieuwe_structuur\2013\sap1_93\m08 | F:\UPOD\Cell_DLE\CSV_files_raw_nieuwe_structuur\2013\sap1_93\m08\42193az_dlext_20130826_1852_1860.csv | 9
v4 | Full | 3 | 42193az_dlext_20130827_1861_1894.csv | F:\UPOD\Cell_DLE\CSV_files_raw_nieuwe_structuur\2013\sap1_93\m08 | F:\UPOD\Cell_DLE\CSV_files_raw_nieuwe_structuur\2013\sap1_93\m08\42193az_dlext_20130827_1861_1894.csv | 34
v4 | Full | 3 | 42193az_dlext_20130828_1895_1930.csv | F:\UPOD\Cell_DLE\CSV_files_raw_nieuwe_structuur\2013\sap1_93\m08 | F:\UPOD\Cell_DLE\CSV_files_raw_nieuwe_structuur\2013\sap1_93\m08\42193az_dlext_20130828_1895_1930.csv | 36
v4 | Full | 3 | 42193az_dlext_20130829_1931_1958.csv | F:\UPOD\Cell_DLE\CSV_files_raw_nieuwe_structuur\2013\sap1_93\m08 | F:\UPOD\Cell_DLE\CSV_files_raw_nieuwe_structuur\2013\sap1_93\m08\42193az_dlext_20130829_1931_1958.csv | 28
v4 | Full | 3 | 42193az_dlext_20130830_1959_1962.csv | F:\UPOD\Cell_DLE\CSV_files_raw_nieuwe_structuur\2013\sap1_93\m08 | F:\UPOD\Cell_DLE\CSV_files_raw_nieuwe_structuur\2013\sap1_93\m08\42193az_dlext_20130830_1959_1962.csv | 4
v4 | Full | 3 | 42193az_dlext_20130902_1963_2009.csv | F:\UPOD\Cell_DLE\CSV_files_raw_nieuwe_structuur\2013\sap1_93\m09 | F:\UPOD\Cell_DLE\CSV_files_raw_nieuwe_structuur\2013\sap1_93\m09\42193az_dlext_20130902_1963_2009.csv | 47
v4 | Full | 3 | 42193az_dlext_20130904_2010_2011.csv | F:\UPOD\Cell_DLE\CSV_files_raw_nieuwe_structuur\2013\sap1_93\m09 | F:\UPOD\Cell_DLE\CSV_files_raw_nieuwe_structuur\2013\sap1_93\m09\42193az_dlext_20130904_2010_2011.csv | 2
v4 | Full | 3 | 42193az_dlext_20130905_2012_2016.csv | F:\UPOD\Cell_DLE\CSV_files_raw_nieuwe_structuur\2013\sap1_93\m09 | F:\UPOD\Cell_DLE\CSV_files_raw_nieuwe_structuur\2013\sap1_93\m09\42193az_dlext_20130905_2012_2016.csv | 5
v4 | Full | 3 | 42193az_dlext_20130909_2017_2019.csv | F:\UPOD\Cell_DLE\CSV_files_raw_nieuwe_structuur\2013\sap1_93\m09 | F:\UPOD\Cell_DLE\CSV_files_raw_nieuwe_structuur\2013\sap1_93\m09\42193az_dlext_20130909_2017_2019.csv | 3
v4 | Full | 3 | 42193az_dlext_20130910_2020_2056.csv | F:\UPOD\Cell_DLE\CSV_files_raw_nieuwe_structuur\2013\sap1_93\m09 | F:\UPOD\Cell_DLE\CSV_files_raw_nieuwe_structuur\2013\sap1_93\m09\42193az_dlext_20130910_2020_2056.csv | 37
v4 | Full | 3 | 42193az_dlext_20130911_2057_2074.csv | F:\UPOD\Cell_DLE\CSV_files_raw_nieuwe_structuur\2013\sap1_93\m09 | F:\UPOD\Cell_DLE\CSV_files_raw_nieuwe_structuur\2013\sap1_93\m09\42193az_dlext_20130911_2057_2074.csv | 18
v4 | Full | 3 | 42193az_dlext_20130912_2075_2076.csv | F:\UPOD\Cell_DLE\CSV_files_raw_nieuwe_structuur\2013\sap1_93\m09 | F:\UPOD\Cell_DLE\CSV_files_raw_nieuwe_structuur\2013\sap1_93\m09\42193az_dlext_20130912_2075_2076.csv | 2
v4 | Full | 3 | 42193az_dlext_20130913_2077_2088.csv | F:\UPOD\Cell_DLE\CSV_files_raw_nieuwe_structuur\2013\sap1_93\m09 | F:\UPOD\Cell_DLE\CSV_files_raw_nieuwe_structuur\2013\sap1_93\m09\42193az_dlext_20130913_2077_2088.csv | 12
v4 | Full | 3 | 42193az_dlext_20130916_2089_2106.csv | F:\UPOD\Cell_DLE\CSV_files_raw_nieuwe_structuur\2013\sap1_93\m09 | F:\UPOD\Cell_DLE\CSV_files_raw_nieuwe_structuur\2013\sap1_93\m09\42193az_dlext_20130916_2089_2106.csv | 18
v4 | Full | 3 | 42193az_dlext_20130917_2107_2141.csv | F:\UPOD\Cell_DLE\CSV_files_raw_nieuwe_structuur\2013\sap1_93\m09 | F:\UPOD\Cell_DLE\CSV_files_raw_nieuwe_structuur\2013\sap1_93\m09\42193az_dlext_20130917_2107_2141.csv | 35
v4 | Full | 3 | 42193az_dlext_20130919_2142_2143.csv | F:\UPOD\Cell_DLE\CSV_files_raw_nieuwe_structuur\2013\sap1_93\m09 | F:\UPOD\Cell_DLE\CSV_files_raw_nieuwe_structuur\2013\sap1_93\m09\42193az_dlext_20130919_2142_2143.csv | 2
v4 | Full | 3 | 42193az_dlext_20130923_2144_2152.csv | F:\UPOD\Cell_DLE\CSV_files_raw_nieuwe_structuur\2013\sap1_93\m09 | F:\UPOD\Cell_DLE\CSV_files_raw_nieuwe_structuur\2013\sap1_93\m09\42193az_dlext_20130923_2144_2152.csv | 9
v4 | Full | 3 | 42193az_dlext_20130924_2153_2194.csv | F:\UPOD\Cell_DLE\CSV_files_raw_nieuwe_structuur\2013\sap1_93\m09 | F:\UPOD\Cell_DLE\CSV_files_raw_nieuwe_structuur\2013\sap1_93\m09\42193az_dlext_20130924_2153_2194.csv | 42
v4 | Full | 3 | 42193az_dlext_20130925_2195_2215.csv | F:\UPOD\Cell_DLE\CSV_files_raw_nieuwe_structuur\2013\sap1_93\m09 | F:\UPOD\Cell_DLE\CSV_files_raw_nieuwe_structuur\2013\sap1_93\m09\42193az_dlext_20130925_2195_2215.csv | 21
v4 | Full | 3 | 42193az_dlext_20130927_2216_2224.csv | F:\UPOD\Cell_DLE\CSV_files_raw_nieuwe_structuur\2013\sap1_93\m09 | F:\UPOD\Cell_DLE\CSV_files_raw_nieuwe_structuur\2013\sap1_93\m09\42193az_dlext_20130927_2216_2224.csv | 9
v4 | Full | 3 | 42193az_dlext_20130930_2225_2228.csv | F:\UPOD\Cell_DLE\CSV_files_raw_nieuwe_structuur\2013\sap1_93\m09 | F:\UPOD\Cell_DLE\CSV_files_raw_nieuwe_structuur\2013\sap1_93\m09\42193az_dlext_20130930_2225_2228.csv | 4
v4 | Full | 3 | 42193az_dlext_20131001_2229_2262.csv | F:\UPOD\Cell_DLE\CSV_files_raw_nieuwe_structuur\2013\sap1_93\m10 | F:\UPOD\Cell_DLE\CSV_files_raw_nieuwe_structuur\2013\sap1_93\m10\42193az_dlext_20131001_2229_2262.csv | 34
v4 | Full | 3 | 42193az_dlext_20131002_2263_2274.csv | F:\UPOD\Cell_DLE\CSV_files_raw_nieuwe_structuur\2013\sap1_93\m10 | F:\UPOD\Cell_DLE\CSV_files_raw_nieuwe_structuur\2013\sap1_93\m10\42193az_dlext_20131002_2263_2274.csv | 12
v4 | Full | 3 | 42193az_dlext_20131007_2275_2284.csv | F:\UPOD\Cell_DLE\CSV_files_raw_nieuwe_structuur\2013\sap1_93\m11 | F:\UPOD\Cell_DLE\CSV_files_raw_nieuwe_structuur\2013\sap1_93\m11\42193az_dlext_20131007_2275_2284.csv | 10
v4 | Full | 3 | 42193az_dlext_20131112_2285_2366.csv | F:\UPOD\Cell_DLE\CSV_files_raw_nieuwe_structuur\2013\sap1_93\m11 | F:\UPOD\Cell_DLE\CSV_files_raw_nieuwe_structuur\2013\sap1_93\m11\42193az_dlext_20131112_2285_2366.csv | 82
v4 | Full | 3 | 42193az_dlext_20131126_2367_2466.csv | F:\UPOD\Cell_DLE\CSV_files_raw_nieuwe_structuur\2013\sap1_93\m11 | F:\UPOD\Cell_DLE\CSV_files_raw_nieuwe_structuur\2013\sap1_93\m11\42193az_dlext_20131126_2367_2466.csv | 100
v4 | Full | 3 | 42193az_dlext_20131126_8567_2466_init.csv | F:\UPOD\Cell_DLE\CSV_files_raw_nieuwe_structuur\2013\sap1_93 | F:\UPOD\Cell_DLE\CSV_files_raw_nieuwe_structuur\2013\sap1_93\42193az_dlext_20131126_8567_2466_init.csv | 3900
v4 | Full | 3 | 42194az_dlext_20101113_7212_7318.csv | F:\UPOD\Cell_DLE\CSV_files_raw_nieuwe_structuur\2010\sap2_94\m11 | F:\UPOD\Cell_DLE\CSV_files_raw_nieuwe_structuur\2010\sap2_94\m11\42194az_dlext_20101113_7212_7318.csv | 107
v4 | Full | 3 | 42194az_dlext_20101114_7319_7401.csv | F:\UPOD\Cell_DLE\CSV_files_raw_nieuwe_structuur\2010\sap2_94\m11 | F:\UPOD\Cell_DLE\CSV_files_raw_nieuwe_structuur\2010\sap2_94\m11\42194az_dlext_20101114_7319_7401.csv | 83
v4 | Full | 3 | 42194az_dlext_20101115_7402_7855.csv | F:\UPOD\Cell_DLE\CSV_files_raw_nieuwe_structuur\2010\sap2_94\m11 | F:\UPOD\Cell_DLE\CSV_files_raw_nieuwe_structuur\2010\sap2_94\m11\42194az_dlext_20101115_7402_7855.csv | 454
v4 | Full | 3 | 42194az_dlext_20101116_7856_8144.csv | F:\UPOD\Cell_DLE\CSV_files_raw_nieuwe_structuur\2010\sap2_94\m11 | F:\UPOD\Cell_DLE\CSV_files_raw_nieuwe_structuur\2010\sap2_94\m11\42194az_dlext_20101116_7856_8144.csv | 289
v4 | Full | 3 | 42194az_dlext_20101117_8145_8363.csv | F:\UPOD\Cell_DLE\CSV_files_raw_nieuwe_structuur\2010\sap2_94\m11 | F:\UPOD\Cell_DLE\CSV_files_raw_nieuwe_structuur\2010\sap2_94\m11\42194az_dlext_20101117_8145_8363.csv | 219
v4 | Full | 3 | 42194az_dlext_20101118_8364_8719.csv | F:\UPOD\Cell_DLE\CSV_files_raw_nieuwe_structuur\2010\sap2_94\m11 | F:\UPOD\Cell_DLE\CSV_files_raw_nieuwe_structuur\2010\sap2_94\m11\42194az_dlext_20101118_8364_8719.csv | 356
v4 | Full | 3 | 42194az_dlext_20101119_8720_8929.csv | F:\UPOD\Cell_DLE\CSV_files_raw_nieuwe_structuur\2010\sap2_94\m11 | F:\UPOD\Cell_DLE\CSV_files_raw_nieuwe_structuur\2010\sap2_94\m11\42194az_dlext_20101119_8720_8929.csv | 210
v4 | Full | 3 | 42194az_dlext_20101120_8930_8994.csv | F:\UPOD\Cell_DLE\CSV_files_raw_nieuwe_structuur\2010\sap2_94\m11 | F:\UPOD\Cell_DLE\CSV_files_raw_nieuwe_structuur\2010\sap2_94\m11\42194az_dlext_20101120_8930_8994.csv | 65
v4 | Full | 3 | 42194az_dlext_20101121_8995_9055.csv | F:\UPOD\Cell_DLE\CSV_files_raw_nieuwe_structuur\2010\sap2_94\m11 | F:\UPOD\Cell_DLE\CSV_files_raw_nieuwe_structuur\2010\sap2_94\m11\42194az_dlext_20101121_8995_9055.csv | 61
v4 | Full | 3 | 42194az_dlext_20101122_9056_9252.csv | F:\UPOD\Cell_DLE\CSV_files_raw_nieuwe_structuur\2010\sap2_94\m11 | F:\UPOD\Cell_DLE\CSV_files_raw_nieuwe_structuur\2010\sap2_94\m11\42194az_dlext_20101122_9056_9252.csv | 197
v4 | Full | 3 | 42194az_dlext_20101123_9253_9654.csv | F:\UPOD\Cell_DLE\CSV_files_raw_nieuwe_structuur\2010\sap2_94\m11 | F:\UPOD\Cell_DLE\CSV_files_raw_nieuwe_structuur\2010\sap2_94\m11\42194az_dlext_20101123_9253_9654.csv | 402
v4 | Full | 3 | 42194az_dlext_20101124_9655_9825.csv | F:\UPOD\Cell_DLE\CSV_files_raw_nieuwe_structuur\2010\sap2_94\m11 | F:\UPOD\Cell_DLE\CSV_files_raw_nieuwe_structuur\2010\sap2_94\m11\42194az_dlext_20101124_9655_9825.csv | 171
v4 | Full | 3 | 42194az_dlext_20101125_9826_0097.csv | F:\UPOD\Cell_DLE\CSV_files_raw_nieuwe_structuur\2010\sap2_94\m11 | F:\UPOD\Cell_DLE\CSV_files_raw_nieuwe_structuur\2010\sap2_94\m11\42194az_dlext_20101125_9826_0097.csv | 272
v4 | Full | 3 | 42194az_dlext_20101126_0098_0333.csv | F:\UPOD\Cell_DLE\CSV_files_raw_nieuwe_structuur\2010\sap2_94\m11 | F:\UPOD\Cell_DLE\CSV_files_raw_nieuwe_structuur\2010\sap2_94\m11\42194az_dlext_20101126_0098_0333.csv | 236
v4 | Full | 3 | 42194az_dlext_20101127_0334_0421.csv | F:\UPOD\Cell_DLE\CSV_files_raw_nieuwe_structuur\2010\sap2_94\m11 | F:\UPOD\Cell_DLE\CSV_files_raw_nieuwe_structuur\2010\sap2_94\m11\42194az_dlext_20101127_0334_0421.csv | 88
v4 | Full | 3 | 42194az_dlext_20101128_0422_0513.csv | F:\UPOD\Cell_DLE\CSV_files_raw_nieuwe_structuur\2010\sap2_94\m11 | F:\UPOD\Cell_DLE\CSV_files_raw_nieuwe_structuur\2010\sap2_94\m11\42194az_dlext_20101128_0422_0513.csv | 92
v4 | Full | 3 | 42194az_dlext_20101129_0514_0753.csv | F:\UPOD\Cell_DLE\CSV_files_raw_nieuwe_structuur\2010\sap2_94\m11 | F:\UPOD\Cell_DLE\CSV_files_raw_nieuwe_structuur\2010\sap2_94\m11\42194az_dlext_20101129_0514_0753.csv | 240
v4 | Full | 3 | 42194az_dlext_20101130_0754_0882.csv | F:\UPOD\Cell_DLE\CSV_files_raw_nieuwe_structuur\2010\sap2_94\m11 | F:\UPOD\Cell_DLE\CSV_files_raw_nieuwe_structuur\2010\sap2_94\m11\42194az_dlext_20101130_0754_0882.csv | 129
v4 | Full | 3 | 42194az_dlext_20101201_0883_1183.csv | F:\UPOD\Cell_DLE\CSV_files_raw_nieuwe_structuur\2010\sap2_94\m12 | F:\UPOD\Cell_DLE\CSV_files_raw_nieuwe_structuur\2010\sap2_94\m12\42194az_dlext_20101201_0883_1183.csv | 301
v4 | Full | 3 | 42194az_dlext_20101202_1184_1350.csv | F:\UPOD\Cell_DLE\CSV_files_raw_nieuwe_structuur\2010\sap2_94\m12 | F:\UPOD\Cell_DLE\CSV_files_raw_nieuwe_structuur\2010\sap2_94\m12\42194az_dlext_20101202_1184_1350.csv | 167
v4 | Full | 3 | 42194az_dlext_20101203_1351_1563.csv | F:\UPOD\Cell_DLE\CSV_files_raw_nieuwe_structuur\2010\sap2_94\m12 | F:\UPOD\Cell_DLE\CSV_files_raw_nieuwe_structuur\2010\sap2_94\m12\42194az_dlext_20101203_1351_1563.csv | 213
v4 | Full | 3 | 42194az_dlext_20101204_1564_1607.csv | F:\UPOD\Cell_DLE\CSV_files_raw_nieuwe_structuur\2010\sap2_94\m12 | F:\UPOD\Cell_DLE\CSV_files_raw_nieuwe_structuur\2010\sap2_94\m12\42194az_dlext_20101204_1564_1607.csv | 44
v4 | Full | 3 | 42194az_dlext_20101205_1608_1663.csv | F:\UPOD\Cell_DLE\CSV_files_raw_nieuwe_structuur\2010\sap2_94\m12 | F:\UPOD\Cell_DLE\CSV_files_raw_nieuwe_structuur\2010\sap2_94\m12\42194az_dlext_20101205_1608_1663.csv | 56
v4 | Full | 3 | 42194az_dlext_20101206_1664_1943.csv | F:\UPOD\Cell_DLE\CSV_files_raw_nieuwe_structuur\2010\sap2_94\m12 | F:\UPOD\Cell_DLE\CSV_files_raw_nieuwe_structuur\2010\sap2_94\m12\42194az_dlext_20101206_1664_1943.csv | 280
v4 | Full | 3 | 42194az_dlext_20101207_1944_2321.csv | F:\UPOD\Cell_DLE\CSV_files_raw_nieuwe_structuur\2010\sap2_94\m12 | F:\UPOD\Cell_DLE\CSV_files_raw_nieuwe_structuur\2010\sap2_94\m12\42194az_dlext_20101207_1944_2321.csv | 378
v4 | Full | 3 | 42194az_dlext_20101208_2322_2734.csv | F:\UPOD\Cell_DLE\CSV_files_raw_nieuwe_structuur\2010\sap2_94\m12 | F:\UPOD\Cell_DLE\CSV_files_raw_nieuwe_structuur\2010\sap2_94\m12\42194az_dlext_20101208_2322_2734.csv | 413
v4 | Full | 3 | 42194az_dlext_20101209_2735_3004.csv | F:\UPOD\Cell_DLE\CSV_files_raw_nieuwe_structuur\2010\sap2_94\m12 | F:\UPOD\Cell_DLE\CSV_files_raw_nieuwe_structuur\2010\sap2_94\m12\42194az_dlext_20101209_2735_3004.csv | 270
v4 | Full | 3 | 42194az_dlext_20101210_3005_3304.csv | F:\UPOD\Cell_DLE\CSV_files_raw_nieuwe_structuur\2010\sap2_94\m12 | F:\UPOD\Cell_DLE\CSV_files_raw_nieuwe_structuur\2010\sap2_94\m12\42194az_dlext_20101210_3005_3304.csv | 300
v4 | Full | 3 | 42194az_dlext_20101211_3305_3401.csv | F:\UPOD\Cell_DLE\CSV_files_raw_nieuwe_structuur\2010\sap2_94\m12 | F:\UPOD\Cell_DLE\CSV_files_raw_nieuwe_structuur\2010\sap2_94\m12\42194az_dlext_20101211_3305_3401.csv | 97
v4 | Full | 3 | 42194az_dlext_20101212_3402_3477.csv | F:\UPOD\Cell_DLE\CSV_files_raw_nieuwe_structuur\2010\sap2_94\m12 | F:\UPOD\Cell_DLE\CSV_files_raw_nieuwe_structuur\2010\sap2_94\m12\42194az_dlext_20101212_3402_3477.csv | 76
v4 | Full | 3 | 42194az_dlext_20101213_3478_3683.csv | F:\UPOD\Cell_DLE\CSV_files_raw_nieuwe_structuur\2010\sap2_94\m12 | F:\UPOD\Cell_DLE\CSV_files_raw_nieuwe_structuur\2010\sap2_94\m12\42194az_dlext_20101213_3478_3683.csv | 206
v4 | Full | 3 | 42194az_dlext_20101214_3684_3923.csv | F:\UPOD\Cell_DLE\CSV_files_raw_nieuwe_structuur\2010\sap2_94\m12 | F:\UPOD\Cell_DLE\CSV_files_raw_nieuwe_structuur\2010\sap2_94\m12\42194az_dlext_20101214_3684_3923.csv | 240
v4 | Full | 3 | 42194az_dlext_20101215_3924_4114.csv | F:\UPOD\Cell_DLE\CSV_files_raw_nieuwe_structuur\2010\sap2_94\m12 | F:\UPOD\Cell_DLE\CSV_files_raw_nieuwe_structuur\2010\sap2_94\m12\42194az_dlext_20101215_3924_4114.csv | 191
v4 | Full | 3 | 42194az_dlext_20101216_4115_4334.csv | F:\UPOD\Cell_DLE\CSV_files_raw_nieuwe_structuur\2010\sap2_94\m12 | F:\UPOD\Cell_DLE\CSV_files_raw_nieuwe_structuur\2010\sap2_94\m12\42194az_dlext_20101216_4115_4334.csv | 220
v4 | Full | 3 | 42194az_dlext_20101217_4335_4514.csv | F:\UPOD\Cell_DLE\CSV_files_raw_nieuwe_structuur\2010\sap2_94\m12 | F:\UPOD\Cell_DLE\CSV_files_raw_nieuwe_structuur\2010\sap2_94\m12\42194az_dlext_20101217_4335_4514.csv | 180
v4 | Full | 3 | 42194az_dlext_20101218_4515_4607.csv | F:\UPOD\Cell_DLE\CSV_files_raw_nieuwe_structuur\2010\sap2_94\m12 | F:\UPOD\Cell_DLE\CSV_files_raw_nieuwe_structuur\2010\sap2_94\m12\42194az_dlext_20101218_4515_4607.csv | 93
v4 | Full | 3 | 42194az_dlext_20101219_4608_4667.csv | F:\UPOD\Cell_DLE\CSV_files_raw_nieuwe_structuur\2010\sap2_94\m12 | F:\UPOD\Cell_DLE\CSV_files_raw_nieuwe_structuur\2010\sap2_94\m12\42194az_dlext_20101219_4608_4667.csv | 60
v4 | Full | 3 | 42194az_dlext_20101220_4668_4877.csv | F:\UPOD\Cell_DLE\CSV_files_raw_nieuwe_structuur\2010\sap2_94\m12 | F:\UPOD\Cell_DLE\CSV_files_raw_nieuwe_structuur\2010\sap2_94\m12\42194az_dlext_20101220_4668_4877.csv | 210
v4 | Full | 3 | 42194az_dlext_20101221_4878_5024.csv | F:\UPOD\Cell_DLE\CSV_files_raw_nieuwe_structuur\2010\sap2_94\m12 | F:\UPOD\Cell_DLE\CSV_files_raw_nieuwe_structuur\2010\sap2_94\m12\42194az_dlext_20101221_4878_5024.csv | 147
v4 | Full | 3 | 42194az_dlext_20101222_5025_5223.csv | F:\UPOD\Cell_DLE\CSV_files_raw_nieuwe_structuur\2010\sap2_94\m12 | F:\UPOD\Cell_DLE\CSV_files_raw_nieuwe_structuur\2010\sap2_94\m12\42194az_dlext_20101222_5025_5223.csv | 199
v4 | Full | 3 | 42194az_dlext_20101223_5224_5397.csv | F:\UPOD\Cell_DLE\CSV_files_raw_nieuwe_structuur\2010\sap2_94\m12 | F:\UPOD\Cell_DLE\CSV_files_raw_nieuwe_structuur\2010\sap2_94\m12\42194az_dlext_20101223_5224_5397.csv | 174
v4 | Full | 3 | 42194az_dlext_20101224_5398_5540.csv | F:\UPOD\Cell_DLE\CSV_files_raw_nieuwe_structuur\2010\sap2_94\m12 | F:\UPOD\Cell_DLE\CSV_files_raw_nieuwe_structuur\2010\sap2_94\m12\42194az_dlext_20101224_5398_5540.csv | 143
v4 | Full | 3 | 42194az_dlext_20101225_5541_5603.csv | F:\UPOD\Cell_DLE\CSV_files_raw_nieuwe_structuur\2010\sap2_94\m12 | F:\UPOD\Cell_DLE\CSV_files_raw_nieuwe_structuur\2010\sap2_94\m12\42194az_dlext_20101225_5541_5603.csv | 63
v4 | Full | 3 | 42194az_dlext_20101226_5604_5683.csv | F:\UPOD\Cell_DLE\CSV_files_raw_nieuwe_structuur\2010\sap2_94\m12 | F:\UPOD\Cell_DLE\CSV_files_raw_nieuwe_structuur\2010\sap2_94\m12\42194az_dlext_20101226_5604_5683.csv | 80
v4 | Full | 3 | 42194az_dlext_20101227_5684_5871.csv | F:\UPOD\Cell_DLE\CSV_files_raw_nieuwe_structuur\2010\sap2_94\m12 | F:\UPOD\Cell_DLE\CSV_files_raw_nieuwe_structuur\2010\sap2_94\m12\42194az_dlext_20101227_5684_5871.csv | 188
v4 | Full | 3 | 42194az_dlext_20101228_5872_6060.csv | F:\UPOD\Cell_DLE\CSV_files_raw_nieuwe_structuur\2010\sap2_94\m12 | F:\UPOD\Cell_DLE\CSV_files_raw_nieuwe_structuur\2010\sap2_94\m12\42194az_dlext_20101228_5872_6060.csv | 189
v4 | Full | 3 | 42194az_dlext_20101229_6061_6201.csv | F:\UPOD\Cell_DLE\CSV_files_raw_nieuwe_structuur\2010\sap2_94\m12 | F:\UPOD\Cell_DLE\CSV_files_raw_nieuwe_structuur\2010\sap2_94\m12\42194az_dlext_20101229_6061_6201.csv | 141
v4 | Full | 3 | 42194az_dlext_20101230_6202_6333.csv | F:\UPOD\Cell_DLE\CSV_files_raw_nieuwe_structuur\2010\sap2_94\m12 | F:\UPOD\Cell_DLE\CSV_files_raw_nieuwe_structuur\2010\sap2_94\m12\42194az_dlext_20101230_6202_6333.csv | 132
v4 | Full | 3 | 42194az_dlext_20101231_6334_6460.csv | F:\UPOD\Cell_DLE\CSV_files_raw_nieuwe_structuur\2010\sap2_94\m12 | F:\UPOD\Cell_DLE\CSV_files_raw_nieuwe_structuur\2010\sap2_94\m12\42194az_dlext_20101231_6334_6460.csv | 127
v4 | Full | 3 | 42194az_dlext_20110101_6461_6520.csv | F:\UPOD\Cell_DLE\CSV_files_raw_nieuwe_structuur\2011\sap2_94\m01 | F:\UPOD\Cell_DLE\CSV_files_raw_nieuwe_structuur\2011\sap2_94\m01\42194az_dlext_20110101_6461_6520.csv | 60
v4 | Full | 3 | 42194az_dlext_20110102_6521_6599.csv | F:\UPOD\Cell_DLE\CSV_files_raw_nieuwe_structuur\2011\sap2_94\m01 | F:\UPOD\Cell_DLE\CSV_files_raw_nieuwe_structuur\2011\sap2_94\m01\42194az_dlext_20110102_6521_6599.csv | 79
v4 | Full | 3 | 42194az_dlext_20110103_6600_6968.csv | F:\UPOD\Cell_DLE\CSV_files_raw_nieuwe_structuur\2011\sap2_94\m01 | F:\UPOD\Cell_DLE\CSV_files_raw_nieuwe_structuur\2011\sap2_94\m01\42194az_dlext_20110103_6600_6968.csv | 369
v4 | Full | 3 | 42194az_dlext_20110104_6969_7189.csv | F:\UPOD\Cell_DLE\CSV_files_raw_nieuwe_structuur\2011\sap2_94\m01 | F:\UPOD\Cell_DLE\CSV_files_raw_nieuwe_structuur\2011\sap2_94\m01\42194az_dlext_20110104_6969_7189.csv | 221
v4 | Full | 3 | 42194az_dlext_20110105_7190_7416.csv | F:\UPOD\Cell_DLE\CSV_files_raw_nieuwe_structuur\2011\sap2_94\m01 | F:\UPOD\Cell_DLE\CSV_files_raw_nieuwe_structuur\2011\sap2_94\m01\42194az_dlext_20110105_7190_7416.csv | 227
v4 | Full | 3 | 42194az_dlext_20110106_7417_7676.csv | F:\UPOD\Cell_DLE\CSV_files_raw_nieuwe_structuur\2011\sap2_94\m01 | F:\UPOD\Cell_DLE\CSV_files_raw_nieuwe_structuur\2011\sap2_94\m01\42194az_dlext_20110106_7417_7676.csv | 260
v4 | Full | 3 | 42194az_dlext_20110107_7677_7901.csv | F:\UPOD\Cell_DLE\CSV_files_raw_nieuwe_structuur\2011\sap2_94\m01 | F:\UPOD\Cell_DLE\CSV_files_raw_nieuwe_structuur\2011\sap2_94\m01\42194az_dlext_20110107_7677_7901.csv | 225
v4 | Full | 3 | 42194az_dlext_20110108_7902_7989.csv | F:\UPOD\Cell_DLE\CSV_files_raw_nieuwe_structuur\2011\sap2_94\m01 | F:\UPOD\Cell_DLE\CSV_files_raw_nieuwe_structuur\2011\sap2_94\m01\42194az_dlext_20110108_7902_7989.csv | 88
v4 | Full | 3 | 42194az_dlext_20110110_7990_8113.csv | F:\UPOD\Cell_DLE\CSV_files_raw_nieuwe_structuur\2011\sap2_94\m01 | F:\UPOD\Cell_DLE\CSV_files_raw_nieuwe_structuur\2011\sap2_94\m01\42194az_dlext_20110110_7990_8113.csv | 124
v4 | Full | 3 | 42194az_dlext_20110111_8114_8313.csv | F:\UPOD\Cell_DLE\CSV_files_raw_nieuwe_structuur\2011\sap2_94\m01 | F:\UPOD\Cell_DLE\CSV_files_raw_nieuwe_structuur\2011\sap2_94\m01\42194az_dlext_20110111_8114_8313.csv | 200
v4 | Full | 3 | 42194az_dlext_20110112_8314_8517.csv | F:\UPOD\Cell_DLE\CSV_files_raw_nieuwe_structuur\2011\sap2_94\m01 | F:\UPOD\Cell_DLE\CSV_files_raw_nieuwe_structuur\2011\sap2_94\m01\42194az_dlext_20110112_8314_8517.csv | 204
v4 | Full | 3 | 42194az_dlext_20110113_8518_8812.csv | F:\UPOD\Cell_DLE\CSV_files_raw_nieuwe_structuur\2011\sap2_94\m01 | F:\UPOD\Cell_DLE\CSV_files_raw_nieuwe_structuur\2011\sap2_94\m01\42194az_dlext_20110113_8518_8812.csv | 295
v4 | Full | 3 | 42194az_dlext_20110114_8813_9203.csv | F:\UPOD\Cell_DLE\CSV_files_raw_nieuwe_structuur\2011\sap2_94\m01 | F:\UPOD\Cell_DLE\CSV_files_raw_nieuwe_structuur\2011\sap2_94\m01\42194az_dlext_20110114_8813_9203.csv | 391
v4 | Full | 3 | 42194az_dlext_20110115_9204_9292.csv | F:\UPOD\Cell_DLE\CSV_files_raw_nieuwe_structuur\2011\sap2_94\m01 | F:\UPOD\Cell_DLE\CSV_files_raw_nieuwe_structuur\2011\sap2_94\m01\42194az_dlext_20110115_9204_9292.csv | 89
v4 | Full | 3 | 42194az_dlext_20110116_9293_9381.csv | F:\UPOD\Cell_DLE\CSV_files_raw_nieuwe_structuur\2011\sap2_94\m01 | F:\UPOD\Cell_DLE\CSV_files_raw_nieuwe_structuur\2011\sap2_94\m01\42194az_dlext_20110116_9293_9381.csv | 89
v4 | Full | 3 | 42194az_dlext_20110117_9382_9603.csv | F:\UPOD\Cell_DLE\CSV_files_raw_nieuwe_structuur\2011\sap2_94\m01 | F:\UPOD\Cell_DLE\CSV_files_raw_nieuwe_structuur\2011\sap2_94\m01\42194az_dlext_20110117_9382_9603.csv | 222
v4 | Full | 3 | 42194az_dlext_20110118_9604_9876.csv | F:\UPOD\Cell_DLE\CSV_files_raw_nieuwe_structuur\2011\sap2_94\m01 | F:\UPOD\Cell_DLE\CSV_files_raw_nieuwe_structuur\2011\sap2_94\m01\42194az_dlext_20110118_9604_9876.csv | 273
v4 | Full | 3 | 42194az_dlext_20110119_9877_0085.csv | F:\UPOD\Cell_DLE\CSV_files_raw_nieuwe_structuur\2011\sap2_94\m01 | F:\UPOD\Cell_DLE\CSV_files_raw_nieuwe_structuur\2011\sap2_94\m01\42194az_dlext_20110119_9877_0085.csv | 209
v4 | Full | 3 | 42194az_dlext_20110120_0086_0524.csv | F:\UPOD\Cell_DLE\CSV_files_raw_nieuwe_structuur\2011\sap2_94\m01 | F:\UPOD\Cell_DLE\CSV_files_raw_nieuwe_structuur\2011\sap2_94\m01\42194az_dlext_20110120_0086_0524.csv | 439
v4 | Full | 3 | 42194az_dlext_20110121_0525_0750.csv | F:\UPOD\Cell_DLE\CSV_files_raw_nieuwe_structuur\2011\sap2_94\m01 | F:\UPOD\Cell_DLE\CSV_files_raw_nieuwe_structuur\2011\sap2_94\m01\42194az_dlext_20110121_0525_0750.csv | 226
v4 | Full | 3 | 42194az_dlext_20110122_0751_0805.csv | F:\UPOD\Cell_DLE\CSV_files_raw_nieuwe_structuur\2011\sap2_94\m01 | F:\UPOD\Cell_DLE\CSV_files_raw_nieuwe_structuur\2011\sap2_94\m01\42194az_dlext_20110122_0751_0805.csv | 55
v4 | Full | 3 | 42194az_dlext_20110123_0806_0889.csv | F:\UPOD\Cell_DLE\CSV_files_raw_nieuwe_structuur\2011\sap2_94\m01 | F:\UPOD\Cell_DLE\CSV_files_raw_nieuwe_structuur\2011\sap2_94\m01\42194az_dlext_20110123_0806_0889.csv | 84
v4 | Full | 3 | 42194az_dlext_20110124_0890_1122.csv | F:\UPOD\Cell_DLE\CSV_files_raw_nieuwe_structuur\2011\sap2_94\m01 | F:\UPOD\Cell_DLE\CSV_files_raw_nieuwe_structuur\2011\sap2_94\m01\42194az_dlext_20110124_0890_1122.csv | 233
v4 | Full | 3 | 42194az_dlext_20110125_1123_1320.csv | F:\UPOD\Cell_DLE\CSV_files_raw_nieuwe_structuur\2011\sap2_94\m01 | F:\UPOD\Cell_DLE\CSV_files_raw_nieuwe_structuur\2011\sap2_94\m01\42194az_dlext_20110125_1123_1320.csv | 198
v4 | Full | 3 | 42194az_dlext_20110126_1321_1614.csv | F:\UPOD\Cell_DLE\CSV_files_raw_nieuwe_structuur\2011\sap2_94\m01 | F:\UPOD\Cell_DLE\CSV_files_raw_nieuwe_structuur\2011\sap2_94\m01\42194az_dlext_20110126_1321_1614.csv | 294
v4 | Full | 3 | 42194az_dlext_20110127_1615_1892.csv | F:\UPOD\Cell_DLE\CSV_files_raw_nieuwe_structuur\2011\sap2_94\m01 | F:\UPOD\Cell_DLE\CSV_files_raw_nieuwe_structuur\2011\sap2_94\m01\42194az_dlext_20110127_1615_1892.csv | 278
v4 | Full | 3 | 42194az_dlext_20110128_1893_2142.csv | F:\UPOD\Cell_DLE\CSV_files_raw_nieuwe_structuur\2011\sap2_94\m01 | F:\UPOD\Cell_DLE\CSV_files_raw_nieuwe_structuur\2011\sap2_94\m01\42194az_dlext_20110128_1893_2142.csv | 250
v4 | Full | 3 | 42194az_dlext_20110129_2143_2313.csv | F:\UPOD\Cell_DLE\CSV_files_raw_nieuwe_structuur\2011\sap2_94\m01 | F:\UPOD\Cell_DLE\CSV_files_raw_nieuwe_structuur\2011\sap2_94\m01\42194az_dlext_20110129_2143_2313.csv | 171
v4 | Full | 3 | 42194az_dlext_20110130_2314_2456.csv | F:\UPOD\Cell_DLE\CSV_files_raw_nieuwe_structuur\2011\sap2_94\m01 | F:\UPOD\Cell_DLE\CSV_files_raw_nieuwe_structuur\2011\sap2_94\m01\42194az_dlext_20110130_2314_2456.csv | 143
v4 | Full | 3 | 42194az_dlext_20110131_2457_2732.csv | F:\UPOD\Cell_DLE\CSV_files_raw_nieuwe_structuur\2011\sap2_94\m01 | F:\UPOD\Cell_DLE\CSV_files_raw_nieuwe_structuur\2011\sap2_94\m01\42194az_dlext_20110131_2457_2732.csv | 276
v4 | Full | 3 | 42194az_dlext_20110201_2733_2955.csv | F:\UPOD\Cell_DLE\CSV_files_raw_nieuwe_structuur\2011\sap2_94\m02 | F:\UPOD\Cell_DLE\CSV_files_raw_nieuwe_structuur\2011\sap2_94\m02\42194az_dlext_20110201_2733_2955.csv | 223
v4 | Full | 3 | 42194az_dlext_20110202_2956_3202.csv | F:\UPOD\Cell_DLE\CSV_files_raw_nieuwe_structuur\2011\sap2_94\m02 | F:\UPOD\Cell_DLE\CSV_files_raw_nieuwe_structuur\2011\sap2_94\m02\42194az_dlext_20110202_2956_3202.csv | 247
v4 | Full | 3 | 42194az_dlext_20110203_3203_3510.csv | F:\UPOD\Cell_DLE\CSV_files_raw_nieuwe_structuur\2011\sap2_94\m02 | F:\UPOD\Cell_DLE\CSV_files_raw_nieuwe_structuur\2011\sap2_94\m02\42194az_dlext_20110203_3203_3510.csv | 308
v4 | Full | 3 | 42194az_dlext_20110204_3511_3750.csv | F:\UPOD\Cell_DLE\CSV_files_raw_nieuwe_structuur\2011\sap2_94\m02 | F:\UPOD\Cell_DLE\CSV_files_raw_nieuwe_structuur\2011\sap2_94\m02\42194az_dlext_20110204_3511_3750.csv | 240
v4 | Full | 3 | 42194az_dlext_20110205_3751_3837.csv | F:\UPOD\Cell_DLE\CSV_files_raw_nieuwe_structuur\2011\sap2_94\m02 | F:\UPOD\Cell_DLE\CSV_files_raw_nieuwe_structuur\2011\sap2_94\m02\42194az_dlext_20110205_3751_3837.csv | 87
v4 | Full | 3 | 42194az_dlext_20110206_3838_3976.csv | F:\UPOD\Cell_DLE\CSV_files_raw_nieuwe_structuur\2011\sap2_94\m02 | F:\UPOD\Cell_DLE\CSV_files_raw_nieuwe_structuur\2011\sap2_94\m02\42194az_dlext_20110206_3838_3976.csv | 139
v4 | Full | 3 | 42194az_dlext_20110207_3977_4250.csv | F:\UPOD\Cell_DLE\CSV_files_raw_nieuwe_structuur\2011\sap2_94\m02 | F:\UPOD\Cell_DLE\CSV_files_raw_nieuwe_structuur\2011\sap2_94\m02\42194az_dlext_20110207_3977_4250.csv | 274
v4 | Full | 3 | 42194az_dlext_20110208_4251_4506.csv | F:\UPOD\Cell_DLE\CSV_files_raw_nieuwe_structuur\2011\sap2_94\m02 | F:\UPOD\Cell_DLE\CSV_files_raw_nieuwe_structuur\2011\sap2_94\m02\42194az_dlext_20110208_4251_4506.csv | 256
v4 | Full | 3 | 42194az_dlext_20110209_4507_4678.csv | F:\UPOD\Cell_DLE\CSV_files_raw_nieuwe_structuur\2011\sap2_94\m02 | F:\UPOD\Cell_DLE\CSV_files_raw_nieuwe_structuur\2011\sap2_94\m02\42194az_dlext_20110209_4507_4678.csv | 172
v4 | Full | 3 | 42194az_dlext_20110210_4679_5025.csv | F:\UPOD\Cell_DLE\CSV_files_raw_nieuwe_structuur\2011\sap2_94\m02 | F:\UPOD\Cell_DLE\CSV_files_raw_nieuwe_structuur\2011\sap2_94\m02\42194az_dlext_20110210_4679_5025.csv | 347
v4 | Full | 3 | 42194az_dlext_20110211_5026_5305.csv | F:\UPOD\Cell_DLE\CSV_files_raw_nieuwe_structuur\2011\sap2_94\m02 | F:\UPOD\Cell_DLE\CSV_files_raw_nieuwe_structuur\2011\sap2_94\m02\42194az_dlext_20110211_5026_5305.csv | 280
v4 | Full | 3 | 42194az_dlext_20110212_5306_5421.csv | F:\UPOD\Cell_DLE\CSV_files_raw_nieuwe_structuur\2011\sap2_94\m02 | F:\UPOD\Cell_DLE\CSV_files_raw_nieuwe_structuur\2011\sap2_94\m02\42194az_dlext_20110212_5306_5421.csv | 116
v4 | Full | 3 | 42194az_dlext_20110213_5422_5552.csv | F:\UPOD\Cell_DLE\CSV_files_raw_nieuwe_structuur\2011\sap2_94\m02 | F:\UPOD\Cell_DLE\CSV_files_raw_nieuwe_structuur\2011\sap2_94\m02\42194az_dlext_20110213_5422_5552.csv | 131
v4 | Full | 3 | 42194az_dlext_20110214_5553_5871.csv | F:\UPOD\Cell_DLE\CSV_files_raw_nieuwe_structuur\2011\sap2_94\m02 | F:\UPOD\Cell_DLE\CSV_files_raw_nieuwe_structuur\2011\sap2_94\m02\42194az_dlext_20110214_5553_5871.csv | 319
v4 | Full | 3 | 42194az_dlext_20110215_5872_6160.csv | F:\UPOD\Cell_DLE\CSV_files_raw_nieuwe_structuur\2011\sap2_94\m02 | F:\UPOD\Cell_DLE\CSV_files_raw_nieuwe_structuur\2011\sap2_94\m02\42194az_dlext_20110215_5872_6160.csv | 289
v4 | Full | 3 | 42194az_dlext_20110216_6161_6422.csv | F:\UPOD\Cell_DLE\CSV_files_raw_nieuwe_structuur\2011\sap2_94\m02 | F:\UPOD\Cell_DLE\CSV_files_raw_nieuwe_structuur\2011\sap2_94\m02\42194az_dlext_20110216_6161_6422.csv | 262
v4 | Full | 3 | 42194az_dlext_20110217_6423_6725.csv | F:\UPOD\Cell_DLE\CSV_files_raw_nieuwe_structuur\2011\sap2_94\m02 | F:\UPOD\Cell_DLE\CSV_files_raw_nieuwe_structuur\2011\sap2_94\m02\42194az_dlext_20110217_6423_6725.csv | 303
v4 | Full | 3 | 42194az_dlext_20110218_6726_6941.csv | F:\UPOD\Cell_DLE\CSV_files_raw_nieuwe_structuur\2011\sap2_94\m02 | F:\UPOD\Cell_DLE\CSV_files_raw_nieuwe_structuur\2011\sap2_94\m02\42194az_dlext_20110218_6726_6941.csv | 216
v4 | Full | 3 | 42194az_dlext_20110219_6942_7042.csv | F:\UPOD\Cell_DLE\CSV_files_raw_nieuwe_structuur\2011\sap2_94\m02 | F:\UPOD\Cell_DLE\CSV_files_raw_nieuwe_structuur\2011\sap2_94\m02\42194az_dlext_20110219_6942_7042.csv | 101
v4 | Full | 3 | 42194az_dlext_20110220_7043_7169.csv | F:\UPOD\Cell_DLE\CSV_files_raw_nieuwe_structuur\2011\sap2_94\m02 | F:\UPOD\Cell_DLE\CSV_files_raw_nieuwe_structuur\2011\sap2_94\m02\42194az_dlext_20110220_7043_7169.csv | 127
v4 | Full | 3 | 42194az_dlext_20110221_7170_7399.csv | F:\UPOD\Cell_DLE\CSV_files_raw_nieuwe_structuur\2011\sap2_94\m02 | F:\UPOD\Cell_DLE\CSV_files_raw_nieuwe_structuur\2011\sap2_94\m02\42194az_dlext_20110221_7170_7399.csv | 230
v4 | Full | 3 | 42194az_dlext_20110222_7400_7630.csv | F:\UPOD\Cell_DLE\CSV_files_raw_nieuwe_structuur\2011\sap2_94\m02 | F:\UPOD\Cell_DLE\CSV_files_raw_nieuwe_structuur\2011\sap2_94\m02\42194az_dlext_20110222_7400_7630.csv | 231
v4 | Full | 3 | 42194az_dlext_20110223_7631_7903.csv | F:\UPOD\Cell_DLE\CSV_files_raw_nieuwe_structuur\2011\sap2_94\m02 | F:\UPOD\Cell_DLE\CSV_files_raw_nieuwe_structuur\2011\sap2_94\m02\42194az_dlext_20110223_7631_7903.csv | 273
v4 | Full | 3 | 42194az_dlext_20110224_7904_8120.csv | F:\UPOD\Cell_DLE\CSV_files_raw_nieuwe_structuur\2011\sap2_94\m02 | F:\UPOD\Cell_DLE\CSV_files_raw_nieuwe_structuur\2011\sap2_94\m02\42194az_dlext_20110224_7904_8120.csv | 217
v4 | Full | 3 | 42194az_dlext_20110225_8121_8337.csv | F:\UPOD\Cell_DLE\CSV_files_raw_nieuwe_structuur\2011\sap2_94\m02 | F:\UPOD\Cell_DLE\CSV_files_raw_nieuwe_structuur\2011\sap2_94\m02\42194az_dlext_20110225_8121_8337.csv | 217
v4 | Full | 3 | 42194az_dlext_20110226_8338_8472.csv | F:\UPOD\Cell_DLE\CSV_files_raw_nieuwe_structuur\2011\sap2_94\m02 | F:\UPOD\Cell_DLE\CSV_files_raw_nieuwe_structuur\2011\sap2_94\m02\42194az_dlext_20110226_8338_8472.csv | 135
v4 | Full | 3 | 42194az_dlext_20110227_8473_8621.csv | F:\UPOD\Cell_DLE\CSV_files_raw_nieuwe_structuur\2011\sap2_94\m02 | F:\UPOD\Cell_DLE\CSV_files_raw_nieuwe_structuur\2011\sap2_94\m02\42194az_dlext_20110227_8473_8621.csv | 149
v4 | Full | 3 | 42194az_dlext_20110228_8622_8999.csv | F:\UPOD\Cell_DLE\CSV_files_raw_nieuwe_structuur\2011\sap2_94\m02 | F:\UPOD\Cell_DLE\CSV_files_raw_nieuwe_structuur\2011\sap2_94\m02\42194az_dlext_20110228_8622_8999.csv | 378
v4 | Full | 3 | 42194az_dlext_20110301_9000_9285.csv | F:\UPOD\Cell_DLE\CSV_files_raw_nieuwe_structuur\2011\sap2_94\m03 | F:\UPOD\Cell_DLE\CSV_files_raw_nieuwe_structuur\2011\sap2_94\m03\42194az_dlext_20110301_9000_9285.csv | 286
v4 | Full | 3 | 42194az_dlext_20110302_9286_9519.csv | F:\UPOD\Cell_DLE\CSV_files_raw_nieuwe_structuur\2011\sap2_94\m03 | F:\UPOD\Cell_DLE\CSV_files_raw_nieuwe_structuur\2011\sap2_94\m03\42194az_dlext_20110302_9286_9519.csv | 234
v4 | Full | 3 | 42194az_dlext_20110303_9520_9862.csv | F:\UPOD\Cell_DLE\CSV_files_raw_nieuwe_structuur\2011\sap2_94\m03 | F:\UPOD\Cell_DLE\CSV_files_raw_nieuwe_structuur\2011\sap2_94\m03\42194az_dlext_20110303_9520_9862.csv | 343
v4 | Full | 3 | 42194az_dlext_20110304_9863_0099.csv | F:\UPOD\Cell_DLE\CSV_files_raw_nieuwe_structuur\2011\sap2_94\m03 | F:\UPOD\Cell_DLE\CSV_files_raw_nieuwe_structuur\2011\sap2_94\m03\42194az_dlext_20110304_9863_0099.csv | 237
v4 | Full | 3 | 42194az_dlext_20110305_0100_0208.csv | F:\UPOD\Cell_DLE\CSV_files_raw_nieuwe_structuur\2011\sap2_94\m03 | F:\UPOD\Cell_DLE\CSV_files_raw_nieuwe_structuur\2011\sap2_94\m03\42194az_dlext_20110305_0100_0208.csv | 109
v4 | Full | 3 | 42194az_dlext_20110306_0209_0336.csv | F:\UPOD\Cell_DLE\CSV_files_raw_nieuwe_structuur\2011\sap2_94\m03 | F:\UPOD\Cell_DLE\CSV_files_raw_nieuwe_structuur\2011\sap2_94\m03\42194az_dlext_20110306_0209_0336.csv | 128
v4 | Full | 3 | 42194az_dlext_20110307_0337_0668.csv | F:\UPOD\Cell_DLE\CSV_files_raw_nieuwe_structuur\2011\sap2_94\m03 | F:\UPOD\Cell_DLE\CSV_files_raw_nieuwe_structuur\2011\sap2_94\m03\42194az_dlext_20110307_0337_0668.csv | 332
v4 | Full | 3 | 42194az_dlext_20110308_0669_0850.csv | F:\UPOD\Cell_DLE\CSV_files_raw_nieuwe_structuur\2011\sap2_94\m03 | F:\UPOD\Cell_DLE\CSV_files_raw_nieuwe_structuur\2011\sap2_94\m03\42194az_dlext_20110308_0669_0850.csv | 182
v4 | Full | 3 | 42194az_dlext_20110309_0851_1182.csv | F:\UPOD\Cell_DLE\CSV_files_raw_nieuwe_structuur\2011\sap2_94\m03 | F:\UPOD\Cell_DLE\CSV_files_raw_nieuwe_structuur\2011\sap2_94\m03\42194az_dlext_20110309_0851_1182.csv | 332
v4 | Full | 3 | 42194az_dlext_20110310_1183_1477.csv | F:\UPOD\Cell_DLE\CSV_files_raw_nieuwe_structuur\2011\sap2_94\m03 | F:\UPOD\Cell_DLE\CSV_files_raw_nieuwe_structuur\2011\sap2_94\m03\42194az_dlext_20110310_1183_1477.csv | 295
v4 | Full | 3 | 42194az_dlext_20110311_1478_1664.csv | F:\UPOD\Cell_DLE\CSV_files_raw_nieuwe_structuur\2011\sap2_94\m03 | F:\UPOD\Cell_DLE\CSV_files_raw_nieuwe_structuur\2011\sap2_94\m03\42194az_dlext_20110311_1478_1664.csv | 187
v4 | Full | 3 | 42194az_dlext_20110312_1665_1794.csv | F:\UPOD\Cell_DLE\CSV_files_raw_nieuwe_structuur\2011\sap2_94\m03 | F:\UPOD\Cell_DLE\CSV_files_raw_nieuwe_structuur\2011\sap2_94\m03\42194az_dlext_20110312_1665_1794.csv | 130
v4 | Full | 3 | 42194az_dlext_20110313_1795_1958.csv | F:\UPOD\Cell_DLE\CSV_files_raw_nieuwe_structuur\2011\sap2_94\m03 | F:\UPOD\Cell_DLE\CSV_files_raw_nieuwe_structuur\2011\sap2_94\m03\42194az_dlext_20110313_1795_1958.csv | 164
v4 | Full | 3 | 42194az_dlext_20110314_1959_2290.csv | F:\UPOD\Cell_DLE\CSV_files_raw_nieuwe_structuur\2011\sap2_94\m03 | F:\UPOD\Cell_DLE\CSV_files_raw_nieuwe_structuur\2011\sap2_94\m03\42194az_dlext_20110314_1959_2290.csv | 332
v4 | Full | 3 | 42194az_dlext_20110315_2291_2588.csv | F:\UPOD\Cell_DLE\CSV_files_raw_nieuwe_structuur\2011\sap2_94\m03 | F:\UPOD\Cell_DLE\CSV_files_raw_nieuwe_structuur\2011\sap2_94\m03\42194az_dlext_20110315_2291_2588.csv | 298
v4 | Full | 3 | 42194az_dlext_20110316_2589_2838.csv | F:\UPOD\Cell_DLE\CSV_files_raw_nieuwe_structuur\2011\sap2_94\m03 | F:\UPOD\Cell_DLE\CSV_files_raw_nieuwe_structuur\2011\sap2_94\m03\42194az_dlext_20110316_2589_2838.csv | 250
v4 | Full | 3 | 42194az_dlext_20110317_2839_3124.csv | F:\UPOD\Cell_DLE\CSV_files_raw_nieuwe_structuur\2011\sap2_94\m03 | F:\UPOD\Cell_DLE\CSV_files_raw_nieuwe_structuur\2011\sap2_94\m03\42194az_dlext_20110317_2839_3124.csv | 286
v4 | Full | 3 | 42194az_dlext_20110318_3125_3371.csv | F:\UPOD\Cell_DLE\CSV_files_raw_nieuwe_structuur\2011\sap2_94\m03 | F:\UPOD\Cell_DLE\CSV_files_raw_nieuwe_structuur\2011\sap2_94\m03\42194az_dlext_20110318_3125_3371.csv | 247
v4 | Full | 3 | 42194az_dlext_20110319_3372_3505.csv | F:\UPOD\Cell_DLE\CSV_files_raw_nieuwe_structuur\2011\sap2_94\m03 | F:\UPOD\Cell_DLE\CSV_files_raw_nieuwe_structuur\2011\sap2_94\m03\42194az_dlext_20110319_3372_3505.csv | 134
v4 | Full | 3 | 42194az_dlext_20110320_3506_3620.csv | F:\UPOD\Cell_DLE\CSV_files_raw_nieuwe_structuur\2011\sap2_94\m03 | F:\UPOD\Cell_DLE\CSV_files_raw_nieuwe_structuur\2011\sap2_94\m03\42194az_dlext_20110320_3506_3620.csv | 115
v4 | Full | 3 | 42194az_dlext_20110321_3621_3894.csv | F:\UPOD\Cell_DLE\CSV_files_raw_nieuwe_structuur\2011\sap2_94\m03 | F:\UPOD\Cell_DLE\CSV_files_raw_nieuwe_structuur\2011\sap2_94\m03\42194az_dlext_20110321_3621_3894.csv | 274
v4 | Full | 3 | 42194az_dlext_20110322_3895_4185.csv | F:\UPOD\Cell_DLE\CSV_files_raw_nieuwe_structuur\2011\sap2_94\m03 | F:\UPOD\Cell_DLE\CSV_files_raw_nieuwe_structuur\2011\sap2_94\m03\42194az_dlext_20110322_3895_4185.csv | 291
v4 | Full | 3 | 42194az_dlext_20110323_4186_4454.csv | F:\UPOD\Cell_DLE\CSV_files_raw_nieuwe_structuur\2011\sap2_94\m03 | F:\UPOD\Cell_DLE\CSV_files_raw_nieuwe_structuur\2011\sap2_94\m03\42194az_dlext_20110323_4186_4454.csv | 269
v4 | Full | 3 | 42194az_dlext_20110324_4455_4743.csv | F:\UPOD\Cell_DLE\CSV_files_raw_nieuwe_structuur\2011\sap2_94\m03 | F:\UPOD\Cell_DLE\CSV_files_raw_nieuwe_structuur\2011\sap2_94\m03\42194az_dlext_20110324_4455_4743.csv | 289
v4 | Full | 3 | 42194az_dlext_20110325_4744_5012.csv | F:\UPOD\Cell_DLE\CSV_files_raw_nieuwe_structuur\2011\sap2_94\m03 | F:\UPOD\Cell_DLE\CSV_files_raw_nieuwe_structuur\2011\sap2_94\m03\42194az_dlext_20110325_4744_5012.csv | 269
v4 | Full | 3 | 42194az_dlext_20110326_5013_5141.csv | F:\UPOD\Cell_DLE\CSV_files_raw_nieuwe_structuur\2011\sap2_94\m03 | F:\UPOD\Cell_DLE\CSV_files_raw_nieuwe_structuur\2011\sap2_94\m03\42194az_dlext_20110326_5013_5141.csv | 129
v4 | Full | 3 | 42194az_dlext_20110327_5142_5281.csv | F:\UPOD\Cell_DLE\CSV_files_raw_nieuwe_structuur\2011\sap2_94\m03 | F:\UPOD\Cell_DLE\CSV_files_raw_nieuwe_structuur\2011\sap2_94\m03\42194az_dlext_20110327_5142_5281.csv | 140
v4 | Full | 3 | 42194az_dlext_20110328_5282_5611.csv | F:\UPOD\Cell_DLE\CSV_files_raw_nieuwe_structuur\2011\sap2_94\m03 | F:\UPOD\Cell_DLE\CSV_files_raw_nieuwe_structuur\2011\sap2_94\m03\42194az_dlext_20110328_5282_5611.csv | 330
v4 | Full | 3 | 42194az_dlext_20110329_5612_5960.csv | F:\UPOD\Cell_DLE\CSV_files_raw_nieuwe_structuur\2011\sap2_94\m03 | F:\UPOD\Cell_DLE\CSV_files_raw_nieuwe_structuur\2011\sap2_94\m03\42194az_dlext_20110329_5612_5960.csv | 349
v4 | Full | 3 | 42194az_dlext_20110330_5961_6212.csv | F:\UPOD\Cell_DLE\CSV_files_raw_nieuwe_structuur\2011\sap2_94\m03 | F:\UPOD\Cell_DLE\CSV_files_raw_nieuwe_structuur\2011\sap2_94\m03\42194az_dlext_20110330_5961_6212.csv | 252
v4 | Full | 3 | 42194az_dlext_20110331_6213_6530.csv | F:\UPOD\Cell_DLE\CSV_files_raw_nieuwe_structuur\2011\sap2_94\m03 | F:\UPOD\Cell_DLE\CSV_files_raw_nieuwe_structuur\2011\sap2_94\m03\42194az_dlext_20110331_6213_6530.csv | 318
v4 | Full | 3 | 42194az_dlext_20110401_6531_6764.csv | F:\UPOD\Cell_DLE\CSV_files_raw_nieuwe_structuur\2011\sap2_94\m04 | F:\UPOD\Cell_DLE\CSV_files_raw_nieuwe_structuur\2011\sap2_94\m04\42194az_dlext_20110401_6531_6764.csv | 234
v4 | Full | 3 | 42194az_dlext_20110402_6765_6855.csv | F:\UPOD\Cell_DLE\CSV_files_raw_nieuwe_structuur\2011\sap2_94\m04 | F:\UPOD\Cell_DLE\CSV_files_raw_nieuwe_structuur\2011\sap2_94\m04\42194az_dlext_20110402_6765_6855.csv | 91
v4 | Full | 3 | 42194az_dlext_20110403_6856_6982.csv | F:\UPOD\Cell_DLE\CSV_files_raw_nieuwe_structuur\2011\sap2_94\m04 | F:\UPOD\Cell_DLE\CSV_files_raw_nieuwe_structuur\2011\sap2_94\m04\42194az_dlext_20110403_6856_6982.csv | 127
v4 | Full | 3 | 42194az_dlext_20110404_6983_7313.csv | F:\UPOD\Cell_DLE\CSV_files_raw_nieuwe_structuur\2011\sap2_94\m04 | F:\UPOD\Cell_DLE\CSV_files_raw_nieuwe_structuur\2011\sap2_94\m04\42194az_dlext_20110404_6983_7313.csv | 331
v4 | Full | 3 | 42194az_dlext_20110405_7314_7576.csv | F:\UPOD\Cell_DLE\CSV_files_raw_nieuwe_structuur\2011\sap2_94\m04 | F:\UPOD\Cell_DLE\CSV_files_raw_nieuwe_structuur\2011\sap2_94\m04\42194az_dlext_20110405_7314_7576.csv | 263
v4 | Full | 3 | 42194az_dlext_20110406_7577_7810.csv | F:\UPOD\Cell_DLE\CSV_files_raw_nieuwe_structuur\2011\sap2_94\m04 | F:\UPOD\Cell_DLE\CSV_files_raw_nieuwe_structuur\2011\sap2_94\m04\42194az_dlext_20110406_7577_7810.csv | 234
v4 | Full | 3 | 42194az_dlext_20110407_7811_8147.csv | F:\UPOD\Cell_DLE\CSV_files_raw_nieuwe_structuur\2011\sap2_94\m04 | F:\UPOD\Cell_DLE\CSV_files_raw_nieuwe_structuur\2011\sap2_94\m04\42194az_dlext_20110407_7811_8147.csv | 337
v4 | Full | 3 | 42194az_dlext_20110408_8148_8426.csv | F:\UPOD\Cell_DLE\CSV_files_raw_nieuwe_structuur\2011\sap2_94\m04 | F:\UPOD\Cell_DLE\CSV_files_raw_nieuwe_structuur\2011\sap2_94\m04\42194az_dlext_20110408_8148_8426.csv | 279
v4 | Full | 3 | 42194az_dlext_20110409_8427_8606.csv | F:\UPOD\Cell_DLE\CSV_files_raw_nieuwe_structuur\2011\sap2_94\m04 | F:\UPOD\Cell_DLE\CSV_files_raw_nieuwe_structuur\2011\sap2_94\m04\42194az_dlext_20110409_8427_8606.csv | 180
v4 | Full | 3 | 42194az_dlext_20110410_8607_8714.csv | F:\UPOD\Cell_DLE\CSV_files_raw_nieuwe_structuur\2011\sap2_94\m04 | F:\UPOD\Cell_DLE\CSV_files_raw_nieuwe_structuur\2011\sap2_94\m04\42194az_dlext_20110410_8607_8714.csv | 108
v4 | Full | 3 | 42194az_dlext_20110411_8715_9039.csv | F:\UPOD\Cell_DLE\CSV_files_raw_nieuwe_structuur\2011\sap2_94\m04 | F:\UPOD\Cell_DLE\CSV_files_raw_nieuwe_structuur\2011\sap2_94\m04\42194az_dlext_20110411_8715_9039.csv | 325
v4 | Full | 3 | 42194az_dlext_20110412_9040_9352.csv | F:\UPOD\Cell_DLE\CSV_files_raw_nieuwe_structuur\2011\sap2_94\m04 | F:\UPOD\Cell_DLE\CSV_files_raw_nieuwe_structuur\2011\sap2_94\m04\42194az_dlext_20110412_9040_9352.csv | 313
v4 | Full | 3 | 42194az_dlext_20110413_9353_9575.csv | F:\UPOD\Cell_DLE\CSV_files_raw_nieuwe_structuur\2011\sap2_94\m04 | F:\UPOD\Cell_DLE\CSV_files_raw_nieuwe_structuur\2011\sap2_94\m04\42194az_dlext_20110413_9353_9575.csv | 223
v4 | Full | 3 | 42194az_dlext_20110414_9576_9843.csv | F:\UPOD\Cell_DLE\CSV_files_raw_nieuwe_structuur\2011\sap2_94\m04 | F:\UPOD\Cell_DLE\CSV_files_raw_nieuwe_structuur\2011\sap2_94\m04\42194az_dlext_20110414_9576_9843.csv | 268
v4 | Full | 3 | 42194az_dlext_20110415_9844_0074.csv | F:\UPOD\Cell_DLE\CSV_files_raw_nieuwe_structuur\2011\sap2_94\m04 | F:\UPOD\Cell_DLE\CSV_files_raw_nieuwe_structuur\2011\sap2_94\m04\42194az_dlext_20110415_9844_0074.csv | 231
v4 | Full | 3 | 42194az_dlext_20110416_0075_0209.csv | F:\UPOD\Cell_DLE\CSV_files_raw_nieuwe_structuur\2011\sap2_94\m04 | F:\UPOD\Cell_DLE\CSV_files_raw_nieuwe_structuur\2011\sap2_94\m04\42194az_dlext_20110416_0075_0209.csv | 135
v4 | Full | 3 | 42194az_dlext_20110417_0210_0340.csv | F:\UPOD\Cell_DLE\CSV_files_raw_nieuwe_structuur\2011\sap2_94\m04 | F:\UPOD\Cell_DLE\CSV_files_raw_nieuwe_structuur\2011\sap2_94\m04\42194az_dlext_20110417_0210_0340.csv | 131
v4 | Full | 3 | 42194az_dlext_20110418_0341_0644.csv | F:\UPOD\Cell_DLE\CSV_files_raw_nieuwe_structuur\2011\sap2_94\m04 | F:\UPOD\Cell_DLE\CSV_files_raw_nieuwe_structuur\2011\sap2_94\m04\42194az_dlext_20110418_0341_0644.csv | 304
v4 | Full | 3 | 42194az_dlext_20110419_0645_0991.csv | F:\UPOD\Cell_DLE\CSV_files_raw_nieuwe_structuur\2011\sap2_94\m04 | F:\UPOD\Cell_DLE\CSV_files_raw_nieuwe_structuur\2011\sap2_94\m04\42194az_dlext_20110419_0645_0991.csv | 347
v4 | Full | 3 | 42194az_dlext_20110420_0992_1302.csv | F:\UPOD\Cell_DLE\CSV_files_raw_nieuwe_structuur\2011\sap2_94\m04 | F:\UPOD\Cell_DLE\CSV_files_raw_nieuwe_structuur\2011\sap2_94\m04\42194az_dlext_20110420_0992_1302.csv | 311
v4 | Full | 3 | 42194az_dlext_20110421_1303_1640.csv | F:\UPOD\Cell_DLE\CSV_files_raw_nieuwe_structuur\2011\sap2_94\m04 | F:\UPOD\Cell_DLE\CSV_files_raw_nieuwe_structuur\2011\sap2_94\m04\42194az_dlext_20110421_1303_1640.csv | 338
v4 | Full | 3 | 42194az_dlext_20110422_1641_1801.csv | F:\UPOD\Cell_DLE\CSV_files_raw_nieuwe_structuur\2011\sap2_94\m04 | F:\UPOD\Cell_DLE\CSV_files_raw_nieuwe_structuur\2011\sap2_94\m04\42194az_dlext_20110422_1641_1801.csv | 161
v4 | Full | 3 | 42194az_dlext_20110423_1802_1937.csv | F:\UPOD\Cell_DLE\CSV_files_raw_nieuwe_structuur\2011\sap2_94\m04 | F:\UPOD\Cell_DLE\CSV_files_raw_nieuwe_structuur\2011\sap2_94\m04\42194az_dlext_20110423_1802_1937.csv | 136
v4 | Full | 3 | 42194az_dlext_20110424_1938_2074.csv | F:\UPOD\Cell_DLE\CSV_files_raw_nieuwe_structuur\2011\sap2_94\m04 | F:\UPOD\Cell_DLE\CSV_files_raw_nieuwe_structuur\2011\sap2_94\m04\42194az_dlext_20110424_1938_2074.csv | 137
v4 | Full | 3 | 42194az_dlext_20110425_2075_2218.csv | F:\UPOD\Cell_DLE\CSV_files_raw_nieuwe_structuur\2011\sap2_94\m04 | F:\UPOD\Cell_DLE\CSV_files_raw_nieuwe_structuur\2011\sap2_94\m04\42194az_dlext_20110425_2075_2218.csv | 144
v4 | Full | 3 | 42194az_dlext_20110426_2219_2475.csv | F:\UPOD\Cell_DLE\CSV_files_raw_nieuwe_structuur\2011\sap2_94\m04 | F:\UPOD\Cell_DLE\CSV_files_raw_nieuwe_structuur\2011\sap2_94\m04\42194az_dlext_20110426_2219_2475.csv | 257
v4 | Full | 3 | 42194az_dlext_20110427_2476_2782.csv | F:\UPOD\Cell_DLE\CSV_files_raw_nieuwe_structuur\2011\sap2_94\m04 | F:\UPOD\Cell_DLE\CSV_files_raw_nieuwe_structuur\2011\sap2_94\m04\42194az_dlext_20110427_2476_2782.csv | 307
v4 | Full | 3 | 42194az_dlext_20110428_2783_3079.csv | F:\UPOD\Cell_DLE\CSV_files_raw_nieuwe_structuur\2011\sap2_94\m04 | F:\UPOD\Cell_DLE\CSV_files_raw_nieuwe_structuur\2011\sap2_94\m04\42194az_dlext_20110428_2783_3079.csv | 297
v4 | Full | 3 | 42194az_dlext_20110429_3080_3397.csv | F:\UPOD\Cell_DLE\CSV_files_raw_nieuwe_structuur\2011\sap2_94\m04 | F:\UPOD\Cell_DLE\CSV_files_raw_nieuwe_structuur\2011\sap2_94\m04\42194az_dlext_20110429_3080_3397.csv | 318
v4 | Full | 3 | 42194az_dlext_20110430_3398_3573.csv | F:\UPOD\Cell_DLE\CSV_files_raw_nieuwe_structuur\2011\sap2_94\m04 | F:\UPOD\Cell_DLE\CSV_files_raw_nieuwe_structuur\2011\sap2_94\m04\42194az_dlext_20110430_3398_3573.csv | 176
v4 | Full | 3 | 42194az_dlext_20110501_3574_3731.csv | F:\UPOD\Cell_DLE\CSV_files_raw_nieuwe_structuur\2011\sap2_94\m05 | F:\UPOD\Cell_DLE\CSV_files_raw_nieuwe_structuur\2011\sap2_94\m05\42194az_dlext_20110501_3574_3731.csv | 158
v4 | Full | 3 | 42194az_dlext_20110502_3732_4063.csv | F:\UPOD\Cell_DLE\CSV_files_raw_nieuwe_structuur\2011\sap2_94\m05 | F:\UPOD\Cell_DLE\CSV_files_raw_nieuwe_structuur\2011\sap2_94\m05\42194az_dlext_20110502_3732_4063.csv | 332
v4 | Full | 3 | 42194az_dlext_20110503_4064_4300.csv | F:\UPOD\Cell_DLE\CSV_files_raw_nieuwe_structuur\2011\sap2_94\m05 | F:\UPOD\Cell_DLE\CSV_files_raw_nieuwe_structuur\2011\sap2_94\m05\42194az_dlext_20110503_4064_4300.csv | 237
v4 | Full | 3 | 42194az_dlext_20110504_4301_4496.csv | F:\UPOD\Cell_DLE\CSV_files_raw_nieuwe_structuur\2011\sap2_94\m05 | F:\UPOD\Cell_DLE\CSV_files_raw_nieuwe_structuur\2011\sap2_94\m05\42194az_dlext_20110504_4301_4496.csv | 196
v4 | Full | 3 | 42194az_dlext_20110505_4497_4759.csv | F:\UPOD\Cell_DLE\CSV_files_raw_nieuwe_structuur\2011\sap2_94\m05 | F:\UPOD\Cell_DLE\CSV_files_raw_nieuwe_structuur\2011\sap2_94\m05\42194az_dlext_20110505_4497_4759.csv | 263
v4 | Full | 3 | 42194az_dlext_20110506_4760_4986.csv | F:\UPOD\Cell_DLE\CSV_files_raw_nieuwe_structuur\2011\sap2_94\m05 | F:\UPOD\Cell_DLE\CSV_files_raw_nieuwe_structuur\2011\sap2_94\m05\42194az_dlext_20110506_4760_4986.csv | 227
v4 | Full | 3 | 42194az_dlext_20110507_4987_5095.csv | F:\UPOD\Cell_DLE\CSV_files_raw_nieuwe_structuur\2011\sap2_94\m05 | F:\UPOD\Cell_DLE\CSV_files_raw_nieuwe_structuur\2011\sap2_94\m05\42194az_dlext_20110507_4987_5095.csv | 109
v4 | Full | 3 | 42194az_dlext_20110508_5096_5189.csv | F:\UPOD\Cell_DLE\CSV_files_raw_nieuwe_structuur\2011\sap2_94\m05 | F:\UPOD\Cell_DLE\CSV_files_raw_nieuwe_structuur\2011\sap2_94\m05\42194az_dlext_20110508_5096_5189.csv | 94
v4 | Full | 3 | 42194az_dlext_20110509_5190_5433.csv | F:\UPOD\Cell_DLE\CSV_files_raw_nieuwe_structuur\2011\sap2_94\m05 | F:\UPOD\Cell_DLE\CSV_files_raw_nieuwe_structuur\2011\sap2_94\m05\42194az_dlext_20110509_5190_5433.csv | 244
v4 | Full | 3 | 42194az_dlext_20110510_5434_5675.csv | F:\UPOD\Cell_DLE\CSV_files_raw_nieuwe_structuur\2011\sap2_94\m05 | F:\UPOD\Cell_DLE\CSV_files_raw_nieuwe_structuur\2011\sap2_94\m05\42194az_dlext_20110510_5434_5675.csv | 242
v4 | Full | 3 | 42194az_dlext_20110511_5676_5936.csv | F:\UPOD\Cell_DLE\CSV_files_raw_nieuwe_structuur\2011\sap2_94\m05 | F:\UPOD\Cell_DLE\CSV_files_raw_nieuwe_structuur\2011\sap2_94\m05\42194az_dlext_20110511_5676_5936.csv | 261
v4 | Full | 3 | 42194az_dlext_20110512_5937_6195.csv | F:\UPOD\Cell_DLE\CSV_files_raw_nieuwe_structuur\2011\sap2_94\m05 | F:\UPOD\Cell_DLE\CSV_files_raw_nieuwe_structuur\2011\sap2_94\m05\42194az_dlext_20110512_5937_6195.csv | 259
v4 | Full | 3 | 42194az_dlext_20110513_6196_6448.csv | F:\UPOD\Cell_DLE\CSV_files_raw_nieuwe_structuur\2011\sap2_94\m05 | F:\UPOD\Cell_DLE\CSV_files_raw_nieuwe_structuur\2011\sap2_94\m05\42194az_dlext_20110513_6196_6448.csv | 253
v4 | Full | 3 | 42194az_dlext_20110514_6449_6574.csv | F:\UPOD\Cell_DLE\CSV_files_raw_nieuwe_structuur\2011\sap2_94\m05 | F:\UPOD\Cell_DLE\CSV_files_raw_nieuwe_structuur\2011\sap2_94\m05\42194az_dlext_20110514_6449_6574.csv | 126
v4 | Full | 3 | 42194az_dlext_20110515_6575_6728.csv | F:\UPOD\Cell_DLE\CSV_files_raw_nieuwe_structuur\2011\sap2_94\m05 | F:\UPOD\Cell_DLE\CSV_files_raw_nieuwe_structuur\2011\sap2_94\m05\42194az_dlext_20110515_6575_6728.csv | 154
v4 | Full | 3 | 42194az_dlext_20110516_6729_6979.csv | F:\UPOD\Cell_DLE\CSV_files_raw_nieuwe_structuur\2011\sap2_94\m05 | F:\UPOD\Cell_DLE\CSV_files_raw_nieuwe_structuur\2011\sap2_94\m05\42194az_dlext_20110516_6729_6979.csv | 251
v4 | Full | 3 | 42194az_dlext_20110517_6980_7140.csv | F:\UPOD\Cell_DLE\CSV_files_raw_nieuwe_structuur\2011\sap2_94\m05 | F:\UPOD\Cell_DLE\CSV_files_raw_nieuwe_structuur\2011\sap2_94\m05\42194az_dlext_20110517_6980_7140.csv | 161
v4 | Full | 3 | 42194az_dlext_20110518_7141_7377.csv | F:\UPOD\Cell_DLE\CSV_files_raw_nieuwe_structuur\2011\sap2_94\m05 | F:\UPOD\Cell_DLE\CSV_files_raw_nieuwe_structuur\2011\sap2_94\m05\42194az_dlext_20110518_7141_7377.csv | 237
v4 | Full | 3 | 42194az_dlext_20110519_7378_7678.csv | F:\UPOD\Cell_DLE\CSV_files_raw_nieuwe_structuur\2011\sap2_94\m05 | F:\UPOD\Cell_DLE\CSV_files_raw_nieuwe_structuur\2011\sap2_94\m05\42194az_dlext_20110519_7378_7678.csv | 301
v4 | Full | 3 | 42194az_dlext_20110520_7679_7930.csv | F:\UPOD\Cell_DLE\CSV_files_raw_nieuwe_structuur\2011\sap2_94\m05 | F:\UPOD\Cell_DLE\CSV_files_raw_nieuwe_structuur\2011\sap2_94\m05\42194az_dlext_20110520_7679_7930.csv | 252
v4 | Full | 3 | 42194az_dlext_20110521_7931_8018.csv | F:\UPOD\Cell_DLE\CSV_files_raw_nieuwe_structuur\2011\sap2_94\m05 | F:\UPOD\Cell_DLE\CSV_files_raw_nieuwe_structuur\2011\sap2_94\m05\42194az_dlext_20110521_7931_8018.csv | 88
v4 | Full | 3 | 42194az_dlext_20110522_8019_8109.csv | F:\UPOD\Cell_DLE\CSV_files_raw_nieuwe_structuur\2011\sap2_94\m05 | F:\UPOD\Cell_DLE\CSV_files_raw_nieuwe_structuur\2011\sap2_94\m05\42194az_dlext_20110522_8019_8109.csv | 91
v4 | Full | 3 | 42194az_dlext_20110523_8110_8425.csv | F:\UPOD\Cell_DLE\CSV_files_raw_nieuwe_structuur\2011\sap2_94\m05 | F:\UPOD\Cell_DLE\CSV_files_raw_nieuwe_structuur\2011\sap2_94\m05\42194az_dlext_20110523_8110_8425.csv | 316
v4 | Full | 3 | 42194az_dlext_20110524_8426_8698.csv | F:\UPOD\Cell_DLE\CSV_files_raw_nieuwe_structuur\2011\sap2_94\m05 | F:\UPOD\Cell_DLE\CSV_files_raw_nieuwe_structuur\2011\sap2_94\m05\42194az_dlext_20110524_8426_8698.csv | 273
v4 | Full | 3 | 42194az_dlext_20110525_8699_8926.csv | F:\UPOD\Cell_DLE\CSV_files_raw_nieuwe_structuur\2011\sap2_94\m05 | F:\UPOD\Cell_DLE\CSV_files_raw_nieuwe_structuur\2011\sap2_94\m05\42194az_dlext_20110525_8699_8926.csv | 228
v4 | Full | 3 | 42194az_dlext_20110526_8927_9189.csv | F:\UPOD\Cell_DLE\CSV_files_raw_nieuwe_structuur\2011\sap2_94\m05 | F:\UPOD\Cell_DLE\CSV_files_raw_nieuwe_structuur\2011\sap2_94\m05\42194az_dlext_20110526_8927_9189.csv | 263
v4 | Full | 3 | 42194az_dlext_20110527_9190_9421.csv | F:\UPOD\Cell_DLE\CSV_files_raw_nieuwe_structuur\2011\sap2_94\m05 | F:\UPOD\Cell_DLE\CSV_files_raw_nieuwe_structuur\2011\sap2_94\m05\42194az_dlext_20110527_9190_9421.csv | 232
v4 | Full | 3 | 42194az_dlext_20110528_9422_9541.csv | F:\UPOD\Cell_DLE\CSV_files_raw_nieuwe_structuur\2011\sap2_94\m05 | F:\UPOD\Cell_DLE\CSV_files_raw_nieuwe_structuur\2011\sap2_94\m05\42194az_dlext_20110528_9422_9541.csv | 120
v4 | Full | 3 | 42194az_dlext_20110529_9542_9713.csv | F:\UPOD\Cell_DLE\CSV_files_raw_nieuwe_structuur\2011\sap2_94\m05 | F:\UPOD\Cell_DLE\CSV_files_raw_nieuwe_structuur\2011\sap2_94\m05\42194az_dlext_20110529_9542_9713.csv | 172
v4 | Full | 3 | 42194az_dlext_20110530_9714_0016.csv | F:\UPOD\Cell_DLE\CSV_files_raw_nieuwe_structuur\2011\sap2_94\m05 | F:\UPOD\Cell_DLE\CSV_files_raw_nieuwe_structuur\2011\sap2_94\m05\42194az_dlext_20110530_9714_0016.csv | 303
v4 | Full | 3 | 42194az_dlext_20110531_0017_0249.csv | F:\UPOD\Cell_DLE\CSV_files_raw_nieuwe_structuur\2011\sap2_94\m05 | F:\UPOD\Cell_DLE\CSV_files_raw_nieuwe_structuur\2011\sap2_94\m05\42194az_dlext_20110531_0017_0249.csv | 233
v4 | Full | 3 | 42194az_dlext_20110601_0250_0545.csv | F:\UPOD\Cell_DLE\CSV_files_raw_nieuwe_structuur\2011\sap2_94\m06 | F:\UPOD\Cell_DLE\CSV_files_raw_nieuwe_structuur\2011\sap2_94\m06\42194az_dlext_20110601_0250_0545.csv | 296
v4 | Full | 3 | 42194az_dlext_20110602_0546_0662.csv | F:\UPOD\Cell_DLE\CSV_files_raw_nieuwe_structuur\2011\sap2_94\m06 | F:\UPOD\Cell_DLE\CSV_files_raw_nieuwe_structuur\2011\sap2_94\m06\42194az_dlext_20110602_0546_0662.csv | 117
v4 | Full | 3 | 42194az_dlext_20110603_0663_0891.csv | F:\UPOD\Cell_DLE\CSV_files_raw_nieuwe_structuur\2011\sap2_94\m06 | F:\UPOD\Cell_DLE\CSV_files_raw_nieuwe_structuur\2011\sap2_94\m06\42194az_dlext_20110603_0663_0891.csv | 229
v4 | Full | 3 | 42194az_dlext_20110604_0892_1008.csv | F:\UPOD\Cell_DLE\CSV_files_raw_nieuwe_structuur\2011\sap2_94\m06 | F:\UPOD\Cell_DLE\CSV_files_raw_nieuwe_structuur\2011\sap2_94\m06\42194az_dlext_20110604_0892_1008.csv | 117
v4 | Full | 3 | 42194az_dlext_20110605_1009_1114.csv | F:\UPOD\Cell_DLE\CSV_files_raw_nieuwe_structuur\2011\sap2_94\m06 | F:\UPOD\Cell_DLE\CSV_files_raw_nieuwe_structuur\2011\sap2_94\m06\42194az_dlext_20110605_1009_1114.csv | 106
v4 | Full | 3 | 42194az_dlext_20110606_1115_1472.csv | F:\UPOD\Cell_DLE\CSV_files_raw_nieuwe_structuur\2011\sap2_94\m06 | F:\UPOD\Cell_DLE\CSV_files_raw_nieuwe_structuur\2011\sap2_94\m06\42194az_dlext_20110606_1115_1472.csv | 358
v4 | Full | 3 | 42194az_dlext_20110607_1473_1820.csv | F:\UPOD\Cell_DLE\CSV_files_raw_nieuwe_structuur\2011\sap2_94\m06 | F:\UPOD\Cell_DLE\CSV_files_raw_nieuwe_structuur\2011\sap2_94\m06\42194az_dlext_20110607_1473_1820.csv | 348
v4 | Full | 3 | 42194az_dlext_20110608_1821_2096.csv | F:\UPOD\Cell_DLE\CSV_files_raw_nieuwe_structuur\2011\sap2_94\m06 | F:\UPOD\Cell_DLE\CSV_files_raw_nieuwe_structuur\2011\sap2_94\m06\42194az_dlext_20110608_1821_2096.csv | 276
v4 | Full | 3 | 42194az_dlext_20110609_2097_2300.csv | F:\UPOD\Cell_DLE\CSV_files_raw_nieuwe_structuur\2011\sap2_94\m06 | F:\UPOD\Cell_DLE\CSV_files_raw_nieuwe_structuur\2011\sap2_94\m06\42194az_dlext_20110609_2097_2300.csv | 204
v4 | Full | 3 | 42194az_dlext_20110610_2301_2474.csv | F:\UPOD\Cell_DLE\CSV_files_raw_nieuwe_structuur\2011\sap2_94\m06 | F:\UPOD\Cell_DLE\CSV_files_raw_nieuwe_structuur\2011\sap2_94\m06\42194az_dlext_20110610_2301_2474.csv | 174
v4 | Full | 3 | 42194az_dlext_20110611_2475_2603.csv | F:\UPOD\Cell_DLE\CSV_files_raw_nieuwe_structuur\2011\sap2_94\m06 | F:\UPOD\Cell_DLE\CSV_files_raw_nieuwe_structuur\2011\sap2_94\m06\42194az_dlext_20110611_2475_2603.csv | 129
v4 | Full | 3 | 42194az_dlext_20110612_2604_2754.csv | F:\UPOD\Cell_DLE\CSV_files_raw_nieuwe_structuur\2011\sap2_94\m06 | F:\UPOD\Cell_DLE\CSV_files_raw_nieuwe_structuur\2011\sap2_94\m06\42194az_dlext_20110612_2604_2754.csv | 151
v4 | Full | 3 | 42194az_dlext_20110613_2755_2909.csv | F:\UPOD\Cell_DLE\CSV_files_raw_nieuwe_structuur\2011\sap2_94\m06 | F:\UPOD\Cell_DLE\CSV_files_raw_nieuwe_structuur\2011\sap2_94\m06\42194az_dlext_20110613_2755_2909.csv | 155
v4 | Full | 3 | 42194az_dlext_20110614_2910_3192.csv | F:\UPOD\Cell_DLE\CSV_files_raw_nieuwe_structuur\2011\sap2_94\m06 | F:\UPOD\Cell_DLE\CSV_files_raw_nieuwe_structuur\2011\sap2_94\m06\42194az_dlext_20110614_2910_3192.csv | 283
v4 | Full | 3 | 42194az_dlext_20110615_3193_3480.csv | F:\UPOD\Cell_DLE\CSV_files_raw_nieuwe_structuur\2011\sap2_94\m06 | F:\UPOD\Cell_DLE\CSV_files_raw_nieuwe_structuur\2011\sap2_94\m06\42194az_dlext_20110615_3193_3480.csv | 288
v4 | Full | 3 | 42194az_dlext_20110616_3481_3781.csv | F:\UPOD\Cell_DLE\CSV_files_raw_nieuwe_structuur\2011\sap2_94\m06 | F:\UPOD\Cell_DLE\CSV_files_raw_nieuwe_structuur\2011\sap2_94\m06\42194az_dlext_20110616_3481_3781.csv | 301
v4 | Full | 3 | 42194az_dlext_20110617_3782_3967.csv | F:\UPOD\Cell_DLE\CSV_files_raw_nieuwe_structuur\2011\sap2_94\m06 | F:\UPOD\Cell_DLE\CSV_files_raw_nieuwe_structuur\2011\sap2_94\m06\42194az_dlext_20110617_3782_3967.csv | 186
v4 | Full | 3 | 42194az_dlext_20110618_3968_4095.csv | F:\UPOD\Cell_DLE\CSV_files_raw_nieuwe_structuur\2011\sap2_94\m06 | F:\UPOD\Cell_DLE\CSV_files_raw_nieuwe_structuur\2011\sap2_94\m06\42194az_dlext_20110618_3968_4095.csv | 128
v4 | Full | 3 | 42194az_dlext_20110619_4096_4183.csv | F:\UPOD\Cell_DLE\CSV_files_raw_nieuwe_structuur\2011\sap2_94\m06 | F:\UPOD\Cell_DLE\CSV_files_raw_nieuwe_structuur\2011\sap2_94\m06\42194az_dlext_20110619_4096_4183.csv | 88
v4 | Full | 3 | 42194az_dlext_20110620_4184_4483.csv | F:\UPOD\Cell_DLE\CSV_files_raw_nieuwe_structuur\2011\sap2_94\m06 | F:\UPOD\Cell_DLE\CSV_files_raw_nieuwe_structuur\2011\sap2_94\m06\42194az_dlext_20110620_4184_4483.csv | 300
v4 | Full | 3 | 42194az_dlext_20110621_4484_4739.csv | F:\UPOD\Cell_DLE\CSV_files_raw_nieuwe_structuur\2011\sap2_94\m06 | F:\UPOD\Cell_DLE\CSV_files_raw_nieuwe_structuur\2011\sap2_94\m06\42194az_dlext_20110621_4484_4739.csv | 256
v4 | Full | 3 | 42194az_dlext_20110622_4740_4985.csv | F:\UPOD\Cell_DLE\CSV_files_raw_nieuwe_structuur\2011\sap2_94\m06 | F:\UPOD\Cell_DLE\CSV_files_raw_nieuwe_structuur\2011\sap2_94\m06\42194az_dlext_20110622_4740_4985.csv | 246
v4 | Full | 3 | 42194az_dlext_20110623_4986_5257.csv | F:\UPOD\Cell_DLE\CSV_files_raw_nieuwe_structuur\2011\sap2_94\m06 | F:\UPOD\Cell_DLE\CSV_files_raw_nieuwe_structuur\2011\sap2_94\m06\42194az_dlext_20110623_4986_5257.csv | 272
v4 | Full | 3 | 42194az_dlext_20110624_5258_5523.csv | F:\UPOD\Cell_DLE\CSV_files_raw_nieuwe_structuur\2011\sap2_94\m06 | F:\UPOD\Cell_DLE\CSV_files_raw_nieuwe_structuur\2011\sap2_94\m06\42194az_dlext_20110624_5258_5523.csv | 266
v4 | Full | 3 | 42194az_dlext_20110625_5524_5647.csv | F:\UPOD\Cell_DLE\CSV_files_raw_nieuwe_structuur\2011\sap2_94\m06 | F:\UPOD\Cell_DLE\CSV_files_raw_nieuwe_structuur\2011\sap2_94\m06\42194az_dlext_20110625_5524_5647.csv | 124
v4 | Full | 3 | 42194az_dlext_20110626_5648_5779.csv | F:\UPOD\Cell_DLE\CSV_files_raw_nieuwe_structuur\2011\sap2_94\m06 | F:\UPOD\Cell_DLE\CSV_files_raw_nieuwe_structuur\2011\sap2_94\m06\42194az_dlext_20110626_5648_5779.csv | 132
v4 | Full | 3 | 42194az_dlext_20110627_5780_6079.csv | F:\UPOD\Cell_DLE\CSV_files_raw_nieuwe_structuur\2011\sap2_94\m06 | F:\UPOD\Cell_DLE\CSV_files_raw_nieuwe_structuur\2011\sap2_94\m06\42194az_dlext_20110627_5780_6079.csv | 300
v4 | Full | 3 | 42194az_dlext_20110628_6080_6392.csv | F:\UPOD\Cell_DLE\CSV_files_raw_nieuwe_structuur\2011\sap2_94\m06 | F:\UPOD\Cell_DLE\CSV_files_raw_nieuwe_structuur\2011\sap2_94\m06\42194az_dlext_20110628_6080_6392.csv | 313
v4 | Full | 3 | 42194az_dlext_20110629_6393_6700.csv | F:\UPOD\Cell_DLE\CSV_files_raw_nieuwe_structuur\2011\sap2_94\m06 | F:\UPOD\Cell_DLE\CSV_files_raw_nieuwe_structuur\2011\sap2_94\m06\42194az_dlext_20110629_6393_6700.csv | 308
v4 | Full | 3 | 42194az_dlext_20110630_6701_6979.csv | F:\UPOD\Cell_DLE\CSV_files_raw_nieuwe_structuur\2011\sap2_94\m06 | F:\UPOD\Cell_DLE\CSV_files_raw_nieuwe_structuur\2011\sap2_94\m06\42194az_dlext_20110630_6701_6979.csv | 279
v4 | Full | 3 | 42194az_dlext_20110701_6980_7216.csv | F:\UPOD\Cell_DLE\CSV_files_raw_nieuwe_structuur\2011\sap2_94\m07 | F:\UPOD\Cell_DLE\CSV_files_raw_nieuwe_structuur\2011\sap2_94\m07\42194az_dlext_20110701_6980_7216.csv | 237
v4 | Full | 3 | 42194az_dlext_20110702_7217_7328.csv | F:\UPOD\Cell_DLE\CSV_files_raw_nieuwe_structuur\2011\sap2_94\m07 | F:\UPOD\Cell_DLE\CSV_files_raw_nieuwe_structuur\2011\sap2_94\m07\42194az_dlext_20110702_7217_7328.csv | 112
v4 | Full | 3 | 42194az_dlext_20110703_7329_7429.csv | F:\UPOD\Cell_DLE\CSV_files_raw_nieuwe_structuur\2011\sap2_94\m07 | F:\UPOD\Cell_DLE\CSV_files_raw_nieuwe_structuur\2011\sap2_94\m07\42194az_dlext_20110703_7329_7429.csv | 101
v4 | Full | 3 | 42194az_dlext_20110704_7430_7726.csv | F:\UPOD\Cell_DLE\CSV_files_raw_nieuwe_structuur\2011\sap2_94\m07 | F:\UPOD\Cell_DLE\CSV_files_raw_nieuwe_structuur\2011\sap2_94\m07\42194az_dlext_20110704_7430_7726.csv | 297
v4 | Full | 3 | 42194az_dlext_20110705_7727_7901.csv | F:\UPOD\Cell_DLE\CSV_files_raw_nieuwe_structuur\2011\sap2_94\m07 | F:\UPOD\Cell_DLE\CSV_files_raw_nieuwe_structuur\2011\sap2_94\m07\42194az_dlext_20110705_7727_7901.csv | 175
v4 | Full | 3 | 42194az_dlext_20110706_7902_8185.csv | F:\UPOD\Cell_DLE\CSV_files_raw_nieuwe_structuur\2011\sap2_94\m07 | F:\UPOD\Cell_DLE\CSV_files_raw_nieuwe_structuur\2011\sap2_94\m07\42194az_dlext_20110706_7902_8185.csv | 284
v4 | Full | 3 | 42194az_dlext_20110707_8186_8437.csv | F:\UPOD\Cell_DLE\CSV_files_raw_nieuwe_structuur\2011\sap2_94\m07 | F:\UPOD\Cell_DLE\CSV_files_raw_nieuwe_structuur\2011\sap2_94\m07\42194az_dlext_20110707_8186_8437.csv | 252
v4 | Full | 3 | 42194az_dlext_20110708_8438_8615.csv | F:\UPOD\Cell_DLE\CSV_files_raw_nieuwe_structuur\2011\sap2_94\m07 | F:\UPOD\Cell_DLE\CSV_files_raw_nieuwe_structuur\2011\sap2_94\m07\42194az_dlext_20110708_8438_8615.csv | 178
v4 | Full | 3 | 42194az_dlext_20110709_8616_8713.csv | F:\UPOD\Cell_DLE\CSV_files_raw_nieuwe_structuur\2011\sap2_94\m07 | F:\UPOD\Cell_DLE\CSV_files_raw_nieuwe_structuur\2011\sap2_94\m07\42194az_dlext_20110709_8616_8713.csv | 98
v4 | Full | 3 | 42194az_dlext_20110710_8714_8808.csv | F:\UPOD\Cell_DLE\CSV_files_raw_nieuwe_structuur\2011\sap2_94\m07 | F:\UPOD\Cell_DLE\CSV_files_raw_nieuwe_structuur\2011\sap2_94\m07\42194az_dlext_20110710_8714_8808.csv | 95
v4 | Full | 3 | 42194az_dlext_20110711_8809_9045.csv | F:\UPOD\Cell_DLE\CSV_files_raw_nieuwe_structuur\2011\sap2_94\m07 | F:\UPOD\Cell_DLE\CSV_files_raw_nieuwe_structuur\2011\sap2_94\m07\42194az_dlext_20110711_8809_9045.csv | 237
v4 | Full | 3 | 42194az_dlext_20110712_9046_9306.csv | F:\UPOD\Cell_DLE\CSV_files_raw_nieuwe_structuur\2011\sap2_94\m07 | F:\UPOD\Cell_DLE\CSV_files_raw_nieuwe_structuur\2011\sap2_94\m07\42194az_dlext_20110712_9046_9306.csv | 261
v4 | Full | 3 | 42194az_dlext_20110713_9307_9532.csv | F:\UPOD\Cell_DLE\CSV_files_raw_nieuwe_structuur\2011\sap2_94\m07 | F:\UPOD\Cell_DLE\CSV_files_raw_nieuwe_structuur\2011\sap2_94\m07\42194az_dlext_20110713_9307_9532.csv | 226
v4 | Full | 3 | 42194az_dlext_20110714_9533_9773.csv | F:\UPOD\Cell_DLE\CSV_files_raw_nieuwe_structuur\2011\sap2_94\m07 | F:\UPOD\Cell_DLE\CSV_files_raw_nieuwe_structuur\2011\sap2_94\m07\42194az_dlext_20110714_9533_9773.csv | 241
v4 | Full | 3 | 42194az_dlext_20110715_9774_9967.csv | F:\UPOD\Cell_DLE\CSV_files_raw_nieuwe_structuur\2011\sap2_94\m07 | F:\UPOD\Cell_DLE\CSV_files_raw_nieuwe_structuur\2011\sap2_94\m07\42194az_dlext_20110715_9774_9967.csv | 194
v4 | Full | 3 | 42194az_dlext_20110716_9968_0075.csv | F:\UPOD\Cell_DLE\CSV_files_raw_nieuwe_structuur\2011\sap2_94\m07 | F:\UPOD\Cell_DLE\CSV_files_raw_nieuwe_structuur\2011\sap2_94\m07\42194az_dlext_20110716_9968_0075.csv | 108
v4 | Full | 3 | 42194az_dlext_20110717_0076_0162.csv | F:\UPOD\Cell_DLE\CSV_files_raw_nieuwe_structuur\2011\sap2_94\m07 | F:\UPOD\Cell_DLE\CSV_files_raw_nieuwe_structuur\2011\sap2_94\m07\42194az_dlext_20110717_0076_0162.csv | 87
v4 | Full | 3 | 42194az_dlext_20110718_0163_0388.csv | F:\UPOD\Cell_DLE\CSV_files_raw_nieuwe_structuur\2011\sap2_94\m07 | F:\UPOD\Cell_DLE\CSV_files_raw_nieuwe_structuur\2011\sap2_94\m07\42194az_dlext_20110718_0163_0388.csv | 226
v4 | Full | 3 | 42194az_dlext_20110719_0389_0543.csv | F:\UPOD\Cell_DLE\CSV_files_raw_nieuwe_structuur\2011\sap2_94\m07 | F:\UPOD\Cell_DLE\CSV_files_raw_nieuwe_structuur\2011\sap2_94\m07\42194az_dlext_20110719_0389_0543.csv | 155
v4 | Full | 3 | 42194az_dlext_20110720_0544_0725.csv | F:\UPOD\Cell_DLE\CSV_files_raw_nieuwe_structuur\2011\sap2_94\m07 | F:\UPOD\Cell_DLE\CSV_files_raw_nieuwe_structuur\2011\sap2_94\m07\42194az_dlext_20110720_0544_0725.csv | 182
v4 | Full | 3 | 42194az_dlext_20110721_0726_0978.csv | F:\UPOD\Cell_DLE\CSV_files_raw_nieuwe_structuur\2011\sap2_94\m07 | F:\UPOD\Cell_DLE\CSV_files_raw_nieuwe_structuur\2011\sap2_94\m07\42194az_dlext_20110721_0726_0978.csv | 253
v4 | Full | 3 | 42194az_dlext_20110722_0979_1161.csv | F:\UPOD\Cell_DLE\CSV_files_raw_nieuwe_structuur\2011\sap2_94\m07 | F:\UPOD\Cell_DLE\CSV_files_raw_nieuwe_structuur\2011\sap2_94\m07\42194az_dlext_20110722_0979_1161.csv | 183
v4 | Full | 3 | 42194az_dlext_20110723_1162_1282.csv | F:\UPOD\Cell_DLE\CSV_files_raw_nieuwe_structuur\2011\sap2_94\m07 | F:\UPOD\Cell_DLE\CSV_files_raw_nieuwe_structuur\2011\sap2_94\m07\42194az_dlext_20110723_1162_1282.csv | 121
v4 | Full | 3 | 42194az_dlext_20110724_1283_1393.csv | F:\UPOD\Cell_DLE\CSV_files_raw_nieuwe_structuur\2011\sap2_94\m07 | F:\UPOD\Cell_DLE\CSV_files_raw_nieuwe_structuur\2011\sap2_94\m07\42194az_dlext_20110724_1283_1393.csv | 111
v4 | Full | 3 | 42194az_dlext_20110725_1394_1671.csv | F:\UPOD\Cell_DLE\CSV_files_raw_nieuwe_structuur\2011\sap2_94\m07 | F:\UPOD\Cell_DLE\CSV_files_raw_nieuwe_structuur\2011\sap2_94\m07\42194az_dlext_20110725_1394_1671.csv | 278
v4 | Full | 3 | 42194az_dlext_20110726_1672_1840.csv | F:\UPOD\Cell_DLE\CSV_files_raw_nieuwe_structuur\2011\sap2_94\m07 | F:\UPOD\Cell_DLE\CSV_files_raw_nieuwe_structuur\2011\sap2_94\m07\42194az_dlext_20110726_1672_1840.csv | 169
v4 | Full | 3 | 42194az_dlext_20110727_1841_2030.csv | F:\UPOD\Cell_DLE\CSV_files_raw_nieuwe_structuur\2011\sap2_94\m07 | F:\UPOD\Cell_DLE\CSV_files_raw_nieuwe_structuur\2011\sap2_94\m07\42194az_dlext_20110727_1841_2030.csv | 190
v4 | Full | 3 | 42194az_dlext_20110728_2031_2229.csv | F:\UPOD\Cell_DLE\CSV_files_raw_nieuwe_structuur\2011\sap2_94\m07 | F:\UPOD\Cell_DLE\CSV_files_raw_nieuwe_structuur\2011\sap2_94\m07\42194az_dlext_20110728_2031_2229.csv | 199
v4 | Full | 3 | 42194az_dlext_20110729_2230_2439.csv | F:\UPOD\Cell_DLE\CSV_files_raw_nieuwe_structuur\2011\sap2_94\m07 | F:\UPOD\Cell_DLE\CSV_files_raw_nieuwe_structuur\2011\sap2_94\m07\42194az_dlext_20110729_2230_2439.csv | 210
v4 | Full | 3 | 42194az_dlext_20110730_2440_2529.csv | F:\UPOD\Cell_DLE\CSV_files_raw_nieuwe_structuur\2011\sap2_94\m07 | F:\UPOD\Cell_DLE\CSV_files_raw_nieuwe_structuur\2011\sap2_94\m07\42194az_dlext_20110730_2440_2529.csv | 90
v4 | Full | 3 | 42194az_dlext_20110731_2530_2639.csv | F:\UPOD\Cell_DLE\CSV_files_raw_nieuwe_structuur\2011\sap2_94\m07 | F:\UPOD\Cell_DLE\CSV_files_raw_nieuwe_structuur\2011\sap2_94\m07\42194az_dlext_20110731_2530_2639.csv | 110
v4 | Full | 3 | 42194az_dlext_20110801_2640_2893.csv | F:\UPOD\Cell_DLE\CSV_files_raw_nieuwe_structuur\2011\sap2_94\m08 | F:\UPOD\Cell_DLE\CSV_files_raw_nieuwe_structuur\2011\sap2_94\m08\42194az_dlext_20110801_2640_2893.csv | 254
v4 | Full | 3 | 42194az_dlext_20110802_2894_3145.csv | F:\UPOD\Cell_DLE\CSV_files_raw_nieuwe_structuur\2011\sap2_94\m08 | F:\UPOD\Cell_DLE\CSV_files_raw_nieuwe_structuur\2011\sap2_94\m08\42194az_dlext_20110802_2894_3145.csv | 252
v4 | Full | 3 | 42194az_dlext_20110803_3146_3381.csv | F:\UPOD\Cell_DLE\CSV_files_raw_nieuwe_structuur\2011\sap2_94\m08 | F:\UPOD\Cell_DLE\CSV_files_raw_nieuwe_structuur\2011\sap2_94\m08\42194az_dlext_20110803_3146_3381.csv | 236
v4 | Full | 3 | 42194az_dlext_20110804_3382_3615.csv | F:\UPOD\Cell_DLE\CSV_files_raw_nieuwe_structuur\2011\sap2_94\m08 | F:\UPOD\Cell_DLE\CSV_files_raw_nieuwe_structuur\2011\sap2_94\m08\42194az_dlext_20110804_3382_3615.csv | 234
v4 | Full | 3 | 42194az_dlext_20110805_3616_3819.csv | F:\UPOD\Cell_DLE\CSV_files_raw_nieuwe_structuur\2011\sap2_94\m08 | F:\UPOD\Cell_DLE\CSV_files_raw_nieuwe_structuur\2011\sap2_94\m08\42194az_dlext_20110805_3616_3819.csv | 204
v4 | Full | 3 | 42194az_dlext_20110806_3820_3924.csv | F:\UPOD\Cell_DLE\CSV_files_raw_nieuwe_structuur\2011\sap2_94\m08 | F:\UPOD\Cell_DLE\CSV_files_raw_nieuwe_structuur\2011\sap2_94\m08\42194az_dlext_20110806_3820_3924.csv | 105
v4 | Full | 3 | 42194az_dlext_20110807_3925_4021.csv | F:\UPOD\Cell_DLE\CSV_files_raw_nieuwe_structuur\2011\sap2_94\m08 | F:\UPOD\Cell_DLE\CSV_files_raw_nieuwe_structuur\2011\sap2_94\m08\42194az_dlext_20110807_3925_4021.csv | 97
v4 | Full | 3 | 42194az_dlext_20110808_4022_4328.csv | F:\UPOD\Cell_DLE\CSV_files_raw_nieuwe_structuur\2011\sap2_94\m08 | F:\UPOD\Cell_DLE\CSV_files_raw_nieuwe_structuur\2011\sap2_94\m08\42194az_dlext_20110808_4022_4328.csv | 307
v4 | Full | 3 | 42194az_dlext_20110809_4329_4578.csv | F:\UPOD\Cell_DLE\CSV_files_raw_nieuwe_structuur\2011\sap2_94\m08 | F:\UPOD\Cell_DLE\CSV_files_raw_nieuwe_structuur\2011\sap2_94\m08\42194az_dlext_20110809_4329_4578.csv | 250
v4 | Full | 3 | 42194az_dlext_20110810_4579_4889.csv | F:\UPOD\Cell_DLE\CSV_files_raw_nieuwe_structuur\2011\sap2_94\m08 | F:\UPOD\Cell_DLE\CSV_files_raw_nieuwe_structuur\2011\sap2_94\m08\42194az_dlext_20110810_4579_4889.csv | 311
v4 | Full | 3 | 42194az_dlext_20110811_4890_5107.csv | F:\UPOD\Cell_DLE\CSV_files_raw_nieuwe_structuur\2011\sap2_94\m08 | F:\UPOD\Cell_DLE\CSV_files_raw_nieuwe_structuur\2011\sap2_94\m08\42194az_dlext_20110811_4890_5107.csv | 218
v4 | Full | 3 | 42194az_dlext_20110812_5108_5324.csv | F:\UPOD\Cell_DLE\CSV_files_raw_nieuwe_structuur\2011\sap2_94\m08 | F:\UPOD\Cell_DLE\CSV_files_raw_nieuwe_structuur\2011\sap2_94\m08\42194az_dlext_20110812_5108_5324.csv | 217
v4 | Full | 3 | 42194az_dlext_20110813_5325_5452.csv | F:\UPOD\Cell_DLE\CSV_files_raw_nieuwe_structuur\2011\sap2_94\m08 | F:\UPOD\Cell_DLE\CSV_files_raw_nieuwe_structuur\2011\sap2_94\m08\42194az_dlext_20110813_5325_5452.csv | 128
v4 | Full | 3 | 42194az_dlext_20110814_5453_5538.csv | F:\UPOD\Cell_DLE\CSV_files_raw_nieuwe_structuur\2011\sap2_94\m08 | F:\UPOD\Cell_DLE\CSV_files_raw_nieuwe_structuur\2011\sap2_94\m08\42194az_dlext_20110814_5453_5538.csv | 86
v4 | Full | 3 | 42194az_dlext_20110815_5539_5848.csv | F:\UPOD\Cell_DLE\CSV_files_raw_nieuwe_structuur\2011\sap2_94\m08 | F:\UPOD\Cell_DLE\CSV_files_raw_nieuwe_structuur\2011\sap2_94\m08\42194az_dlext_20110815_5539_5848.csv | 310
v4 | Full | 3 | 42194az_dlext_20110816_5849_6122.csv | F:\UPOD\Cell_DLE\CSV_files_raw_nieuwe_structuur\2011\sap2_94\m08 | F:\UPOD\Cell_DLE\CSV_files_raw_nieuwe_structuur\2011\sap2_94\m08\42194az_dlext_20110816_5849_6122.csv | 274
v4 | Full | 3 | 42194az_dlext_20110817_6123_6340.csv | F:\UPOD\Cell_DLE\CSV_files_raw_nieuwe_structuur\2011\sap2_94\m08 | F:\UPOD\Cell_DLE\CSV_files_raw_nieuwe_structuur\2011\sap2_94\m08\42194az_dlext_20110817_6123_6340.csv | 218
v4 | Full | 3 | 42194az_dlext_20110818_6341_6742.csv | F:\UPOD\Cell_DLE\CSV_files_raw_nieuwe_structuur\2011\sap2_94\m08 | F:\UPOD\Cell_DLE\CSV_files_raw_nieuwe_structuur\2011\sap2_94\m08\42194az_dlext_20110818_6341_6742.csv | 402
v4 | Full | 3 | 42194az_dlext_20110819_6743_6943.csv | F:\UPOD\Cell_DLE\CSV_files_raw_nieuwe_structuur\2011\sap2_94\m08 | F:\UPOD\Cell_DLE\CSV_files_raw_nieuwe_structuur\2011\sap2_94\m08\42194az_dlext_20110819_6743_6943.csv | 201
v4 | Full | 3 | 42194az_dlext_20110820_6944_7109.csv | F:\UPOD\Cell_DLE\CSV_files_raw_nieuwe_structuur\2011\sap2_94\m08 | F:\UPOD\Cell_DLE\CSV_files_raw_nieuwe_structuur\2011\sap2_94\m08\42194az_dlext_20110820_6944_7109.csv | 166
v4 | Full | 3 | 42194az_dlext_20110821_7110_7221.csv | F:\UPOD\Cell_DLE\CSV_files_raw_nieuwe_structuur\2011\sap2_94\m08 | F:\UPOD\Cell_DLE\CSV_files_raw_nieuwe_structuur\2011\sap2_94\m08\42194az_dlext_20110821_7110_7221.csv | 112
v4 | Full | 3 | 42194az_dlext_20110822_7222_7522.csv | F:\UPOD\Cell_DLE\CSV_files_raw_nieuwe_structuur\2011\sap2_94\m08 | F:\UPOD\Cell_DLE\CSV_files_raw_nieuwe_structuur\2011\sap2_94\m08\42194az_dlext_20110822_7222_7522.csv | 301
v4 | Full | 3 | 42194az_dlext_20110823_7523_7835.csv | F:\UPOD\Cell_DLE\CSV_files_raw_nieuwe_structuur\2011\sap2_94\m08 | F:\UPOD\Cell_DLE\CSV_files_raw_nieuwe_structuur\2011\sap2_94\m08\42194az_dlext_20110823_7523_7835.csv | 313
v4 | Full | 3 | 42194az_dlext_20110824_7836_8033.csv | F:\UPOD\Cell_DLE\CSV_files_raw_nieuwe_structuur\2011\sap2_94\m08 | F:\UPOD\Cell_DLE\CSV_files_raw_nieuwe_structuur\2011\sap2_94\m08\42194az_dlext_20110824_7836_8033.csv | 198
v4 | Full | 3 | 42194az_dlext_20110825_8034_8320.csv | F:\UPOD\Cell_DLE\CSV_files_raw_nieuwe_structuur\2011\sap2_94\m08 | F:\UPOD\Cell_DLE\CSV_files_raw_nieuwe_structuur\2011\sap2_94\m08\42194az_dlext_20110825_8034_8320.csv | 287
v4 | Full | 3 | 42194az_dlext_20110826_8321_8542.csv | F:\UPOD\Cell_DLE\CSV_files_raw_nieuwe_structuur\2011\sap2_94\m08 | F:\UPOD\Cell_DLE\CSV_files_raw_nieuwe_structuur\2011\sap2_94\m08\42194az_dlext_20110826_8321_8542.csv | 222
v4 | Full | 3 | 42194az_dlext_20110827_8543_8679.csv | F:\UPOD\Cell_DLE\CSV_files_raw_nieuwe_structuur\2011\sap2_94\m08 | F:\UPOD\Cell_DLE\CSV_files_raw_nieuwe_structuur\2011\sap2_94\m08\42194az_dlext_20110827_8543_8679.csv | 137
v4 | Full | 3 | 42194az_dlext_20110828_8680_8796.csv | F:\UPOD\Cell_DLE\CSV_files_raw_nieuwe_structuur\2011\sap2_94\m08 | F:\UPOD\Cell_DLE\CSV_files_raw_nieuwe_structuur\2011\sap2_94\m08\42194az_dlext_20110828_8680_8796.csv | 117
v4 | Full | 3 | 42194az_dlext_20110829_8797_9080.csv | F:\UPOD\Cell_DLE\CSV_files_raw_nieuwe_structuur\2011\sap2_94\m08 | F:\UPOD\Cell_DLE\CSV_files_raw_nieuwe_structuur\2011\sap2_94\m08\42194az_dlext_20110829_8797_9080.csv | 284
v4 | Full | 3 | 42194az_dlext_20110830_9081_9350.csv | F:\UPOD\Cell_DLE\CSV_files_raw_nieuwe_structuur\2011\sap2_94\m08 | F:\UPOD\Cell_DLE\CSV_files_raw_nieuwe_structuur\2011\sap2_94\m08\42194az_dlext_20110830_9081_9350.csv | 270
v4 | Full | 3 | 42194az_dlext_20110831_9351_9634.csv | F:\UPOD\Cell_DLE\CSV_files_raw_nieuwe_structuur\2011\sap2_94\m08 | F:\UPOD\Cell_DLE\CSV_files_raw_nieuwe_structuur\2011\sap2_94\m08\42194az_dlext_20110831_9351_9634.csv | 284
v4 | Full | 3 | 42194az_dlext_20110901_9635_9898.csv | F:\UPOD\Cell_DLE\CSV_files_raw_nieuwe_structuur\2011\sap2_94\m09 | F:\UPOD\Cell_DLE\CSV_files_raw_nieuwe_structuur\2011\sap2_94\m09\42194az_dlext_20110901_9635_9898.csv | 264
v4 | Full | 3 | 42194az_dlext_20110902_9899_0095.csv | F:\UPOD\Cell_DLE\CSV_files_raw_nieuwe_structuur\2011\sap2_94\m09 | F:\UPOD\Cell_DLE\CSV_files_raw_nieuwe_structuur\2011\sap2_94\m09\42194az_dlext_20110902_9899_0095.csv | 197
v4 | Full | 3 | 42194az_dlext_20110903_0096_0210.csv | F:\UPOD\Cell_DLE\CSV_files_raw_nieuwe_structuur\2011\sap2_94\m09 | F:\UPOD\Cell_DLE\CSV_files_raw_nieuwe_structuur\2011\sap2_94\m09\42194az_dlext_20110903_0096_0210.csv | 115
v4 | Full | 3 | 42194az_dlext_20110904_0211_0330.csv | F:\UPOD\Cell_DLE\CSV_files_raw_nieuwe_structuur\2011\sap2_94\m09 | F:\UPOD\Cell_DLE\CSV_files_raw_nieuwe_structuur\2011\sap2_94\m09\42194az_dlext_20110904_0211_0330.csv | 120
v4 | Full | 3 | 42194az_dlext_20110905_0331_0612.csv | F:\UPOD\Cell_DLE\CSV_files_raw_nieuwe_structuur\2011\sap2_94\m09 | F:\UPOD\Cell_DLE\CSV_files_raw_nieuwe_structuur\2011\sap2_94\m09\42194az_dlext_20110905_0331_0612.csv | 282
v4 | Full | 3 | 42194az_dlext_20110906_0613_0827.csv | F:\UPOD\Cell_DLE\CSV_files_raw_nieuwe_structuur\2011\sap2_94\m09 | F:\UPOD\Cell_DLE\CSV_files_raw_nieuwe_structuur\2011\sap2_94\m09\42194az_dlext_20110906_0613_0827.csv | 215
v4 | Full | 3 | 42194az_dlext_20110907_0828_1012.csv | F:\UPOD\Cell_DLE\CSV_files_raw_nieuwe_structuur\2011\sap2_94\m09 | F:\UPOD\Cell_DLE\CSV_files_raw_nieuwe_structuur\2011\sap2_94\m09\42194az_dlext_20110907_0828_1012.csv | 185
v4 | Full | 3 | 42194az_dlext_20110908_1013_1257.csv | F:\UPOD\Cell_DLE\CSV_files_raw_nieuwe_structuur\2011\sap2_94\m09 | F:\UPOD\Cell_DLE\CSV_files_raw_nieuwe_structuur\2011\sap2_94\m09\42194az_dlext_20110908_1013_1257.csv | 245
v4 | Full | 3 | 42194az_dlext_20110909_1258_1443.csv | F:\UPOD\Cell_DLE\CSV_files_raw_nieuwe_structuur\2011\sap2_94\m09 | F:\UPOD\Cell_DLE\CSV_files_raw_nieuwe_structuur\2011\sap2_94\m09\42194az_dlext_20110909_1258_1443.csv | 186
v4 | Full | 3 | 42194az_dlext_20110910_1444_1581.csv | F:\UPOD\Cell_DLE\CSV_files_raw_nieuwe_structuur\2011\sap2_94\m09 | F:\UPOD\Cell_DLE\CSV_files_raw_nieuwe_structuur\2011\sap2_94\m09\42194az_dlext_20110910_1444_1581.csv | 138
v4 | Full | 3 | 42194az_dlext_20110911_1582_1681.csv | F:\UPOD\Cell_DLE\CSV_files_raw_nieuwe_structuur\2011\sap2_94\m09 | F:\UPOD\Cell_DLE\CSV_files_raw_nieuwe_structuur\2011\sap2_94\m09\42194az_dlext_20110911_1582_1681.csv | 100
v4 | Full | 3 | 42194az_dlext_20110912_1682_1995.csv | F:\UPOD\Cell_DLE\CSV_files_raw_nieuwe_structuur\2011\sap2_94\m09 | F:\UPOD\Cell_DLE\CSV_files_raw_nieuwe_structuur\2011\sap2_94\m09\42194az_dlext_20110912_1682_1995.csv | 314
v4 | Full | 3 | 42194az_dlext_20110913_1996_2245.csv | F:\UPOD\Cell_DLE\CSV_files_raw_nieuwe_structuur\2011\sap2_94\m09 | F:\UPOD\Cell_DLE\CSV_files_raw_nieuwe_structuur\2011\sap2_94\m09\42194az_dlext_20110913_1996_2245.csv | 250
v4 | Full | 3 | 42194az_dlext_20110914_2246_2461.csv | F:\UPOD\Cell_DLE\CSV_files_raw_nieuwe_structuur\2011\sap2_94\m09 | F:\UPOD\Cell_DLE\CSV_files_raw_nieuwe_structuur\2011\sap2_94\m09\42194az_dlext_20110914_2246_2461.csv | 216
v4 | Full | 3 | 42194az_dlext_20110915_2462_2746.csv | F:\UPOD\Cell_DLE\CSV_files_raw_nieuwe_structuur\2011\sap2_94\m09 | F:\UPOD\Cell_DLE\CSV_files_raw_nieuwe_structuur\2011\sap2_94\m09\42194az_dlext_20110915_2462_2746.csv | 285
v4 | Full | 3 | 42194az_dlext_20110916_2747_3036.csv | F:\UPOD\Cell_DLE\CSV_files_raw_nieuwe_structuur\2011\sap2_94\m09 | F:\UPOD\Cell_DLE\CSV_files_raw_nieuwe_structuur\2011\sap2_94\m09\42194az_dlext_20110916_2747_3036.csv | 290
v4 | Full | 3 | 42194az_dlext_20110917_3037_3169.csv | F:\UPOD\Cell_DLE\CSV_files_raw_nieuwe_structuur\2011\sap2_94\m09 | F:\UPOD\Cell_DLE\CSV_files_raw_nieuwe_structuur\2011\sap2_94\m09\42194az_dlext_20110917_3037_3169.csv | 133
v4 | Full | 3 | 42194az_dlext_20110918_3170_3276.csv | F:\UPOD\Cell_DLE\CSV_files_raw_nieuwe_structuur\2011\sap2_94\m09 | F:\UPOD\Cell_DLE\CSV_files_raw_nieuwe_structuur\2011\sap2_94\m09\42194az_dlext_20110918_3170_3276.csv | 107
v4 | Full | 3 | 42194az_dlext_20110919_3277_3580.csv | F:\UPOD\Cell_DLE\CSV_files_raw_nieuwe_structuur\2011\sap2_94\m09 | F:\UPOD\Cell_DLE\CSV_files_raw_nieuwe_structuur\2011\sap2_94\m09\42194az_dlext_20110919_3277_3580.csv | 304
v4 | Full | 3 | 42194az_dlext_20110920_3581_3821.csv | F:\UPOD\Cell_DLE\CSV_files_raw_nieuwe_structuur\2011\sap2_94\m09 | F:\UPOD\Cell_DLE\CSV_files_raw_nieuwe_structuur\2011\sap2_94\m09\42194az_dlext_20110920_3581_3821.csv | 241
v4 | Full | 3 | 42194az_dlext_20110921_3822_3992.csv | F:\UPOD\Cell_DLE\CSV_files_raw_nieuwe_structuur\2011\sap2_94\m09 | F:\UPOD\Cell_DLE\CSV_files_raw_nieuwe_structuur\2011\sap2_94\m09\42194az_dlext_20110921_3822_3992.csv | 171
v4 | Full | 3 | 42194az_dlext_20110922_3993_4295.csv | F:\UPOD\Cell_DLE\CSV_files_raw_nieuwe_structuur\2011\sap2_94\m09 | F:\UPOD\Cell_DLE\CSV_files_raw_nieuwe_structuur\2011\sap2_94\m09\42194az_dlext_20110922_3993_4295.csv | 303
v4 | Full | 3 | 42194az_dlext_20110923_4296_4544.csv | F:\UPOD\Cell_DLE\CSV_files_raw_nieuwe_structuur\2011\sap2_94\m09 | F:\UPOD\Cell_DLE\CSV_files_raw_nieuwe_structuur\2011\sap2_94\m09\42194az_dlext_20110923_4296_4544.csv | 249
v4 | Full | 3 | 42194az_dlext_20110924_4545_4637.csv | F:\UPOD\Cell_DLE\CSV_files_raw_nieuwe_structuur\2011\sap2_94\m09 | F:\UPOD\Cell_DLE\CSV_files_raw_nieuwe_structuur\2011\sap2_94\m09\42194az_dlext_20110924_4545_4637.csv | 93
v4 | Full | 3 | 42194az_dlext_20110925_4638_4787.csv | F:\UPOD\Cell_DLE\CSV_files_raw_nieuwe_structuur\2011\sap2_94\m09 | F:\UPOD\Cell_DLE\CSV_files_raw_nieuwe_structuur\2011\sap2_94\m09\42194az_dlext_20110925_4638_4787.csv | 150
v4 | Full | 3 | 42194az_dlext_20110926_4788_5201.csv | F:\UPOD\Cell_DLE\CSV_files_raw_nieuwe_structuur\2011\sap2_94\m09 | F:\UPOD\Cell_DLE\CSV_files_raw_nieuwe_structuur\2011\sap2_94\m09\42194az_dlext_20110926_4788_5201.csv | 414
v4 | Full | 3 | 42194az_dlext_20110927_5202_5633.csv | F:\UPOD\Cell_DLE\CSV_files_raw_nieuwe_structuur\2011\sap2_94\m09 | F:\UPOD\Cell_DLE\CSV_files_raw_nieuwe_structuur\2011\sap2_94\m09\42194az_dlext_20110927_5202_5633.csv | 432
v4 | Full | 3 | 42194az_dlext_20110928_5634_5930.csv | F:\UPOD\Cell_DLE\CSV_files_raw_nieuwe_structuur\2011\sap2_94\m09 | F:\UPOD\Cell_DLE\CSV_files_raw_nieuwe_structuur\2011\sap2_94\m09\42194az_dlext_20110928_5634_5930.csv | 297
v4 | Full | 3 | 42194az_dlext_20110929_5931_6253.csv | F:\UPOD\Cell_DLE\CSV_files_raw_nieuwe_structuur\2011\sap2_94\m09 | F:\UPOD\Cell_DLE\CSV_files_raw_nieuwe_structuur\2011\sap2_94\m09\42194az_dlext_20110929_5931_6253.csv | 323
v4 | Full | 3 | 42194az_dlext_20110930_6254_6544.csv | F:\UPOD\Cell_DLE\CSV_files_raw_nieuwe_structuur\2011\sap2_94\m09 | F:\UPOD\Cell_DLE\CSV_files_raw_nieuwe_structuur\2011\sap2_94\m09\42194az_dlext_20110930_6254_6544.csv | 291
v4 | Full | 3 | 42194az_dlext_20111001_6545_6661.csv | F:\UPOD\Cell_DLE\CSV_files_raw_nieuwe_structuur\2011\sap2_94\m10 | F:\UPOD\Cell_DLE\CSV_files_raw_nieuwe_structuur\2011\sap2_94\m10\42194az_dlext_20111001_6545_6661.csv | 117
v4 | Full | 3 | 42194az_dlext_20111002_6662_6778.csv | F:\UPOD\Cell_DLE\CSV_files_raw_nieuwe_structuur\2011\sap2_94\m10 | F:\UPOD\Cell_DLE\CSV_files_raw_nieuwe_structuur\2011\sap2_94\m10\42194az_dlext_20111002_6662_6778.csv | 117
v4 | Full | 3 | 42194az_dlext_20111003_6779_7115.csv | F:\UPOD\Cell_DLE\CSV_files_raw_nieuwe_structuur\2011\sap2_94\m10 | F:\UPOD\Cell_DLE\CSV_files_raw_nieuwe_structuur\2011\sap2_94\m10\42194az_dlext_20111003_6779_7115.csv | 337
v4 | Full | 3 | 42194az_dlext_20111004_7116_7417.csv | F:\UPOD\Cell_DLE\CSV_files_raw_nieuwe_structuur\2011\sap2_94\m10 | F:\UPOD\Cell_DLE\CSV_files_raw_nieuwe_structuur\2011\sap2_94\m10\42194az_dlext_20111004_7116_7417.csv | 302
v4 | Full | 3 | 42194az_dlext_20111005_7418_7764.csv | F:\UPOD\Cell_DLE\CSV_files_raw_nieuwe_structuur\2011\sap2_94\m10 | F:\UPOD\Cell_DLE\CSV_files_raw_nieuwe_structuur\2011\sap2_94\m10\42194az_dlext_20111005_7418_7764.csv | 347
v4 | Full | 3 | 42194az_dlext_20111006_7765_8098.csv | F:\UPOD\Cell_DLE\CSV_files_raw_nieuwe_structuur\2011\sap2_94\m10 | F:\UPOD\Cell_DLE\CSV_files_raw_nieuwe_structuur\2011\sap2_94\m10\42194az_dlext_20111006_7765_8098.csv | 334
v4 | Full | 3 | 42194az_dlext_20111007_8099_8377.csv | F:\UPOD\Cell_DLE\CSV_files_raw_nieuwe_structuur\2011\sap2_94\m10 | F:\UPOD\Cell_DLE\CSV_files_raw_nieuwe_structuur\2011\sap2_94\m10\42194az_dlext_20111007_8099_8377.csv | 279
v4 | Full | 3 | 42194az_dlext_20111008_8378_8518.csv | F:\UPOD\Cell_DLE\CSV_files_raw_nieuwe_structuur\2011\sap2_94\m10 | F:\UPOD\Cell_DLE\CSV_files_raw_nieuwe_structuur\2011\sap2_94\m10\42194az_dlext_20111008_8378_8518.csv | 141
v4 | Full | 3 | 42194az_dlext_20111009_8519_8680.csv | F:\UPOD\Cell_DLE\CSV_files_raw_nieuwe_structuur\2011\sap2_94\m10 | F:\UPOD\Cell_DLE\CSV_files_raw_nieuwe_structuur\2011\sap2_94\m10\42194az_dlext_20111009_8519_8680.csv | 162
v4 | Full | 3 | 42194az_dlext_20111010_8681_8961.csv | F:\UPOD\Cell_DLE\CSV_files_raw_nieuwe_structuur\2011\sap2_94\m10 | F:\UPOD\Cell_DLE\CSV_files_raw_nieuwe_structuur\2011\sap2_94\m10\42194az_dlext_20111010_8681_8961.csv | 281
v4 | Full | 3 | 42194az_dlext_20111011_8962_9230.csv | F:\UPOD\Cell_DLE\CSV_files_raw_nieuwe_structuur\2011\sap2_94\m10 | F:\UPOD\Cell_DLE\CSV_files_raw_nieuwe_structuur\2011\sap2_94\m10\42194az_dlext_20111011_8962_9230.csv | 269
v4 | Full | 3 | 42194az_dlext_20111012_9231_9453.csv | F:\UPOD\Cell_DLE\CSV_files_raw_nieuwe_structuur\2011\sap2_94\m10 | F:\UPOD\Cell_DLE\CSV_files_raw_nieuwe_structuur\2011\sap2_94\m10\42194az_dlext_20111012_9231_9453.csv | 223
v4 | Full | 3 | 42194az_dlext_20111013_9454_9742.csv | F:\UPOD\Cell_DLE\CSV_files_raw_nieuwe_structuur\2011\sap2_94\m10 | F:\UPOD\Cell_DLE\CSV_files_raw_nieuwe_structuur\2011\sap2_94\m10\42194az_dlext_20111013_9454_9742.csv | 289
v4 | Full | 3 | 42194az_dlext_20111014_9743_0006.csv | F:\UPOD\Cell_DLE\CSV_files_raw_nieuwe_structuur\2011\sap2_94\m10 | F:\UPOD\Cell_DLE\CSV_files_raw_nieuwe_structuur\2011\sap2_94\m10\42194az_dlext_20111014_9743_0006.csv | 264
v4 | Full | 3 | 42194az_dlext_20111015_0007_0132.csv | F:\UPOD\Cell_DLE\CSV_files_raw_nieuwe_structuur\2011\sap2_94\m10 | F:\UPOD\Cell_DLE\CSV_files_raw_nieuwe_structuur\2011\sap2_94\m10\42194az_dlext_20111015_0007_0132.csv | 126
v4 | Full | 3 | 42194az_dlext_20111016_0133_0246.csv | F:\UPOD\Cell_DLE\CSV_files_raw_nieuwe_structuur\2011\sap2_94\m10 | F:\UPOD\Cell_DLE\CSV_files_raw_nieuwe_structuur\2011\sap2_94\m10\42194az_dlext_20111016_0133_0246.csv | 114
v4 | Full | 3 | 42194az_dlext_20111017_0247_0337.csv | F:\UPOD\Cell_DLE\CSV_files_raw_nieuwe_structuur\2011\sap2_94\m10 | F:\UPOD\Cell_DLE\CSV_files_raw_nieuwe_structuur\2011\sap2_94\m10\42194az_dlext_20111017_0247_0337.csv | 91
v4 | Full | 3 | 42194az_dlext_20111018_0338_0566.csv | F:\UPOD\Cell_DLE\CSV_files_raw_nieuwe_structuur\2011\sap2_94\m10 | F:\UPOD\Cell_DLE\CSV_files_raw_nieuwe_structuur\2011\sap2_94\m10\42194az_dlext_20111018_0338_0566.csv | 229
v4 | Full | 3 | 42194az_dlext_20111019_0567_0864.csv | F:\UPOD\Cell_DLE\CSV_files_raw_nieuwe_structuur\2011\sap2_94\m10 | F:\UPOD\Cell_DLE\CSV_files_raw_nieuwe_structuur\2011\sap2_94\m10\42194az_dlext_20111019_0567_0864.csv | 298
v4 | Full | 3 | 42194az_dlext_20111020_0865_1150.csv | F:\UPOD\Cell_DLE\CSV_files_raw_nieuwe_structuur\2011\sap2_94\m10 | F:\UPOD\Cell_DLE\CSV_files_raw_nieuwe_structuur\2011\sap2_94\m10\42194az_dlext_20111020_0865_1150.csv | 286
v4 | Full | 3 | 42194az_dlext_20111021_1151_1417.csv | F:\UPOD\Cell_DLE\CSV_files_raw_nieuwe_structuur\2011\sap2_94\m10 | F:\UPOD\Cell_DLE\CSV_files_raw_nieuwe_structuur\2011\sap2_94\m10\42194az_dlext_20111021_1151_1417.csv | 267
v4 | Full | 3 | 42194az_dlext_20111022_1418_1593.csv | F:\UPOD\Cell_DLE\CSV_files_raw_nieuwe_structuur\2011\sap2_94\m10 | F:\UPOD\Cell_DLE\CSV_files_raw_nieuwe_structuur\2011\sap2_94\m10\42194az_dlext_20111022_1418_1593.csv | 176
v4 | Full | 3 | 42194az_dlext_20111023_1594_1745.csv | F:\UPOD\Cell_DLE\CSV_files_raw_nieuwe_structuur\2011\sap2_94\m10 | F:\UPOD\Cell_DLE\CSV_files_raw_nieuwe_structuur\2011\sap2_94\m10\42194az_dlext_20111023_1594_1745.csv | 152
v4 | Full | 3 | 42194az_dlext_20111024_1746_2206.csv | F:\UPOD\Cell_DLE\CSV_files_raw_nieuwe_structuur\2011\sap2_94\m10 | F:\UPOD\Cell_DLE\CSV_files_raw_nieuwe_structuur\2011\sap2_94\m10\42194az_dlext_20111024_1746_2206.csv | 461
v4 | Full | 3 | 42194az_dlext_20111025_2207_2514.csv | F:\UPOD\Cell_DLE\CSV_files_raw_nieuwe_structuur\2011\sap2_94\m10 | F:\UPOD\Cell_DLE\CSV_files_raw_nieuwe_structuur\2011\sap2_94\m10\42194az_dlext_20111025_2207_2514.csv | 308
v4 | Full | 3 | 42194az_dlext_20111026_2515_2752.csv | F:\UPOD\Cell_DLE\CSV_files_raw_nieuwe_structuur\2011\sap2_94\m10 | F:\UPOD\Cell_DLE\CSV_files_raw_nieuwe_structuur\2011\sap2_94\m10\42194az_dlext_20111026_2515_2752.csv | 238
v4 | Full | 3 | 42194az_dlext_20111027_2753_3068.csv | F:\UPOD\Cell_DLE\CSV_files_raw_nieuwe_structuur\2011\sap2_94\m10 | F:\UPOD\Cell_DLE\CSV_files_raw_nieuwe_structuur\2011\sap2_94\m10\42194az_dlext_20111027_2753_3068.csv | 316
v4 | Full | 3 | 42194az_dlext_20111028_3069_3327.csv | F:\UPOD\Cell_DLE\CSV_files_raw_nieuwe_structuur\2011\sap2_94\m10 | F:\UPOD\Cell_DLE\CSV_files_raw_nieuwe_structuur\2011\sap2_94\m10\42194az_dlext_20111028_3069_3327.csv | 259
v4 | Full | 3 | 42194az_dlext_20111029_3328_3449.csv | F:\UPOD\Cell_DLE\CSV_files_raw_nieuwe_structuur\2011\sap2_94\m10 | F:\UPOD\Cell_DLE\CSV_files_raw_nieuwe_structuur\2011\sap2_94\m10\42194az_dlext_20111029_3328_3449.csv | 122
v4 | Full | 3 | 42194az_dlext_20111030_3450_3552.csv | F:\UPOD\Cell_DLE\CSV_files_raw_nieuwe_structuur\2011\sap2_94\m10 | F:\UPOD\Cell_DLE\CSV_files_raw_nieuwe_structuur\2011\sap2_94\m10\42194az_dlext_20111030_3450_3552.csv | 103
v4 | Full | 3 | 42194az_dlext_20111031_3553_3856.csv | F:\UPOD\Cell_DLE\CSV_files_raw_nieuwe_structuur\2011\sap2_94\m10 | F:\UPOD\Cell_DLE\CSV_files_raw_nieuwe_structuur\2011\sap2_94\m10\42194az_dlext_20111031_3553_3856.csv | 304
v4 | Full | 3 | 42194az_dlext_20111101_3857_4126.csv | F:\UPOD\Cell_DLE\CSV_files_raw_nieuwe_structuur\2011\sap2_94\m11 | F:\UPOD\Cell_DLE\CSV_files_raw_nieuwe_structuur\2011\sap2_94\m11\42194az_dlext_20111101_3857_4126.csv | 270
v4 | Full | 3 | 42194az_dlext_20111102_4127_4366.csv | F:\UPOD\Cell_DLE\CSV_files_raw_nieuwe_structuur\2011\sap2_94\m11 | F:\UPOD\Cell_DLE\CSV_files_raw_nieuwe_structuur\2011\sap2_94\m11\42194az_dlext_20111102_4127_4366.csv | 240
v4 | Full | 3 | 42194az_dlext_20111103_4367_4667.csv | F:\UPOD\Cell_DLE\CSV_files_raw_nieuwe_structuur\2011\sap2_94\m11 | F:\UPOD\Cell_DLE\CSV_files_raw_nieuwe_structuur\2011\sap2_94\m11\42194az_dlext_20111103_4367_4667.csv | 301
v4 | Full | 3 | 42194az_dlext_20111104_4668_4913.csv | F:\UPOD\Cell_DLE\CSV_files_raw_nieuwe_structuur\2011\sap2_94\m11 | F:\UPOD\Cell_DLE\CSV_files_raw_nieuwe_structuur\2011\sap2_94\m11\42194az_dlext_20111104_4668_4913.csv | 246
v4 | Full | 3 | 42194az_dlext_20111105_4914_5058.csv | F:\UPOD\Cell_DLE\CSV_files_raw_nieuwe_structuur\2011\sap2_94\m11 | F:\UPOD\Cell_DLE\CSV_files_raw_nieuwe_structuur\2011\sap2_94\m11\42194az_dlext_20111105_4914_5058.csv | 145
v4 | Full | 3 | 42194az_dlext_20111106_5059_5170.csv | F:\UPOD\Cell_DLE\CSV_files_raw_nieuwe_structuur\2011\sap2_94\m11 | F:\UPOD\Cell_DLE\CSV_files_raw_nieuwe_structuur\2011\sap2_94\m11\42194az_dlext_20111106_5059_5170.csv | 112
v4 | Full | 3 | 42194az_dlext_20111107_5171_5504.csv | F:\UPOD\Cell_DLE\CSV_files_raw_nieuwe_structuur\2011\sap2_94\m11 | F:\UPOD\Cell_DLE\CSV_files_raw_nieuwe_structuur\2011\sap2_94\m11\42194az_dlext_20111107_5171_5504.csv | 334
v4 | Full | 3 | 42194az_dlext_20111108_5505_5758.csv | F:\UPOD\Cell_DLE\CSV_files_raw_nieuwe_structuur\2011\sap2_94\m11 | F:\UPOD\Cell_DLE\CSV_files_raw_nieuwe_structuur\2011\sap2_94\m11\42194az_dlext_20111108_5505_5758.csv | 254
v4 | Full | 3 | 42194az_dlext_20111109_5759_6003.csv | F:\UPOD\Cell_DLE\CSV_files_raw_nieuwe_structuur\2011\sap2_94\m11 | F:\UPOD\Cell_DLE\CSV_files_raw_nieuwe_structuur\2011\sap2_94\m11\42194az_dlext_20111109_5759_6003.csv | 245
v4 | Full | 3 | 42194az_dlext_20111110_6004_6283.csv | F:\UPOD\Cell_DLE\CSV_files_raw_nieuwe_structuur\2011\sap2_94\m11 | F:\UPOD\Cell_DLE\CSV_files_raw_nieuwe_structuur\2011\sap2_94\m11\42194az_dlext_20111110_6004_6283.csv | 280
v4 | Full | 3 | 42194az_dlext_20111111_6284_6488.csv | F:\UPOD\Cell_DLE\CSV_files_raw_nieuwe_structuur\2011\sap2_94\m11 | F:\UPOD\Cell_DLE\CSV_files_raw_nieuwe_structuur\2011\sap2_94\m11\42194az_dlext_20111111_6284_6488.csv | 205
v4 | Full | 3 | 42194az_dlext_20111112_6489_6587.csv | F:\UPOD\Cell_DLE\CSV_files_raw_nieuwe_structuur\2011\sap2_94\m11 | F:\UPOD\Cell_DLE\CSV_files_raw_nieuwe_structuur\2011\sap2_94\m11\42194az_dlext_20111112_6489_6587.csv | 99
v4 | Full | 3 | 42194az_dlext_20111113_6588_6694.csv | F:\UPOD\Cell_DLE\CSV_files_raw_nieuwe_structuur\2011\sap2_94\m11 | F:\UPOD\Cell_DLE\CSV_files_raw_nieuwe_structuur\2011\sap2_94\m11\42194az_dlext_20111113_6588_6694.csv | 107
v4 | Full | 3 | 42194az_dlext_20111114_6695_6972.csv | F:\UPOD\Cell_DLE\CSV_files_raw_nieuwe_structuur\2011\sap2_94\m11 | F:\UPOD\Cell_DLE\CSV_files_raw_nieuwe_structuur\2011\sap2_94\m11\42194az_dlext_20111114_6695_6972.csv | 278
v4 | Full | 3 | 42194az_dlext_20111115_6973_7276.csv | F:\UPOD\Cell_DLE\CSV_files_raw_nieuwe_structuur\2011\sap2_94\m11 | F:\UPOD\Cell_DLE\CSV_files_raw_nieuwe_structuur\2011\sap2_94\m11\42194az_dlext_20111115_6973_7276.csv | 304
v4 | Full | 3 | 42194az_dlext_20111116_7277_7573.csv | F:\UPOD\Cell_DLE\CSV_files_raw_nieuwe_structuur\2011\sap2_94\m11 | F:\UPOD\Cell_DLE\CSV_files_raw_nieuwe_structuur\2011\sap2_94\m11\42194az_dlext_20111116_7277_7573.csv | 297
v4 | Full | 3 | 42194az_dlext_20111117_7574_7905.csv | F:\UPOD\Cell_DLE\CSV_files_raw_nieuwe_structuur\2011\sap2_94\m11 | F:\UPOD\Cell_DLE\CSV_files_raw_nieuwe_structuur\2011\sap2_94\m11\42194az_dlext_20111117_7574_7905.csv | 332
v4 | Full | 3 | 42194az_dlext_20111118_7906_8142.csv | F:\UPOD\Cell_DLE\CSV_files_raw_nieuwe_structuur\2011\sap2_94\m11 | F:\UPOD\Cell_DLE\CSV_files_raw_nieuwe_structuur\2011\sap2_94\m11\42194az_dlext_20111118_7906_8142.csv | 237
v4 | Full | 3 | 42194az_dlext_20111119_8143_8278.csv | F:\UPOD\Cell_DLE\CSV_files_raw_nieuwe_structuur\2011\sap2_94\m11 | F:\UPOD\Cell_DLE\CSV_files_raw_nieuwe_structuur\2011\sap2_94\m11\42194az_dlext_20111119_8143_8278.csv | 136
v4 | Full | 3 | 42194az_dlext_20111120_8279_8373.csv | F:\UPOD\Cell_DLE\CSV_files_raw_nieuwe_structuur\2011\sap2_94\m11 | F:\UPOD\Cell_DLE\CSV_files_raw_nieuwe_structuur\2011\sap2_94\m11\42194az_dlext_20111120_8279_8373.csv | 95
v4 | Full | 3 | 42194az_dlext_20111121_8374_8675.csv | F:\UPOD\Cell_DLE\CSV_files_raw_nieuwe_structuur\2011\sap2_94\m11 | F:\UPOD\Cell_DLE\CSV_files_raw_nieuwe_structuur\2011\sap2_94\m11\42194az_dlext_20111121_8374_8675.csv | 302
v4 | Full | 3 | 42194az_dlext_20111122_8676_8990.csv | F:\UPOD\Cell_DLE\CSV_files_raw_nieuwe_structuur\2011\sap2_94\m11 | F:\UPOD\Cell_DLE\CSV_files_raw_nieuwe_structuur\2011\sap2_94\m11\42194az_dlext_20111122_8676_8990.csv | 315
v4 | Full | 3 | 42194az_dlext_20111123_8991_9268.csv | F:\UPOD\Cell_DLE\CSV_files_raw_nieuwe_structuur\2011\sap2_94\m11 | F:\UPOD\Cell_DLE\CSV_files_raw_nieuwe_structuur\2011\sap2_94\m11\42194az_dlext_20111123_8991_9268.csv | 278
v4 | Full | 3 | 42194az_dlext_20111124_9269_9372.csv | F:\UPOD\Cell_DLE\CSV_files_raw_nieuwe_structuur\2011\sap2_94\m11 | F:\UPOD\Cell_DLE\CSV_files_raw_nieuwe_structuur\2011\sap2_94\m11\42194az_dlext_20111124_9269_9372.csv | 104
v4 | Full | 3 | 42194az_dlext_20111125_9373_9632.csv | F:\UPOD\Cell_DLE\CSV_files_raw_nieuwe_structuur\2011\sap2_94\m11 | F:\UPOD\Cell_DLE\CSV_files_raw_nieuwe_structuur\2011\sap2_94\m11\42194az_dlext_20111125_9373_9632.csv | 260
v4 | Full | 3 | 42194az_dlext_20111126_9633_9766.csv | F:\UPOD\Cell_DLE\CSV_files_raw_nieuwe_structuur\2011\sap2_94\m11 | F:\UPOD\Cell_DLE\CSV_files_raw_nieuwe_structuur\2011\sap2_94\m11\42194az_dlext_20111126_9633_9766.csv | 134
v4 | Full | 3 | 42194az_dlext_20111127_9767_9900.csv | F:\UPOD\Cell_DLE\CSV_files_raw_nieuwe_structuur\2011\sap2_94\m11 | F:\UPOD\Cell_DLE\CSV_files_raw_nieuwe_structuur\2011\sap2_94\m11\42194az_dlext_20111127_9767_9900.csv | 134
v4 | Full | 3 | 42194az_dlext_20111128_9901_0208.csv | F:\UPOD\Cell_DLE\CSV_files_raw_nieuwe_structuur\2011\sap2_94\m11 | F:\UPOD\Cell_DLE\CSV_files_raw_nieuwe_structuur\2011\sap2_94\m11\42194az_dlext_20111128_9901_0208.csv | 308
v4 | Full | 3 | 42194az_dlext_20111129_0209_0410.csv | F:\UPOD\Cell_DLE\CSV_files_raw_nieuwe_structuur\2011\sap2_94\m11 | F:\UPOD\Cell_DLE\CSV_files_raw_nieuwe_structuur\2011\sap2_94\m11\42194az_dlext_20111129_0209_0410.csv | 202
v4 | Full | 3 | 42194az_dlext_20111130_0411_0683.csv | F:\UPOD\Cell_DLE\CSV_files_raw_nieuwe_structuur\2011\sap2_94\m11 | F:\UPOD\Cell_DLE\CSV_files_raw_nieuwe_structuur\2011\sap2_94\m11\42194az_dlext_20111130_0411_0683.csv | 273
v4 | Full | 3 | 42194az_dlext_20111201_0684_0940.csv | F:\UPOD\Cell_DLE\CSV_files_raw_nieuwe_structuur\2011\sap2_94\m12 | F:\UPOD\Cell_DLE\CSV_files_raw_nieuwe_structuur\2011\sap2_94\m12\42194az_dlext_20111201_0684_0940.csv | 257
v4 | Full | 3 | 42194az_dlext_20111202_0941_1200.csv | F:\UPOD\Cell_DLE\CSV_files_raw_nieuwe_structuur\2011\sap2_94\m12 | F:\UPOD\Cell_DLE\CSV_files_raw_nieuwe_structuur\2011\sap2_94\m12\42194az_dlext_20111202_0941_1200.csv | 260
v4 | Full | 3 | 42194az_dlext_20111203_1201_1289.csv | F:\UPOD\Cell_DLE\CSV_files_raw_nieuwe_structuur\2011\sap2_94\m12 | F:\UPOD\Cell_DLE\CSV_files_raw_nieuwe_structuur\2011\sap2_94\m12\42194az_dlext_20111203_1201_1289.csv | 89
v4 | Full | 3 | 42194az_dlext_20111205_1290_1368.csv | F:\UPOD\Cell_DLE\CSV_files_raw_nieuwe_structuur\2011\sap2_94\m12 | F:\UPOD\Cell_DLE\CSV_files_raw_nieuwe_structuur\2011\sap2_94\m12\42194az_dlext_20111205_1290_1368.csv | 79
v4 | Full | 3 | 42194az_dlext_20111206_1369_1653.csv | F:\UPOD\Cell_DLE\CSV_files_raw_nieuwe_structuur\2011\sap2_94\m12 | F:\UPOD\Cell_DLE\CSV_files_raw_nieuwe_structuur\2011\sap2_94\m12\42194az_dlext_20111206_1369_1653.csv | 285
v4 | Full | 3 | 42194az_dlext_20111207_1654_1991.csv | F:\UPOD\Cell_DLE\CSV_files_raw_nieuwe_structuur\2011\sap2_94\m12 | F:\UPOD\Cell_DLE\CSV_files_raw_nieuwe_structuur\2011\sap2_94\m12\42194az_dlext_20111207_1654_1991.csv | 338
v4 | Full | 3 | 42194az_dlext_20111208_1992_2279.csv | F:\UPOD\Cell_DLE\CSV_files_raw_nieuwe_structuur\2011\sap2_94\m12 | F:\UPOD\Cell_DLE\CSV_files_raw_nieuwe_structuur\2011\sap2_94\m12\42194az_dlext_20111208_1992_2279.csv | 288
v4 | Full | 3 | 42194az_dlext_20111209_2280_2538.csv | F:\UPOD\Cell_DLE\CSV_files_raw_nieuwe_structuur\2011\sap2_94\m12 | F:\UPOD\Cell_DLE\CSV_files_raw_nieuwe_structuur\2011\sap2_94\m12\42194az_dlext_20111209_2280_2538.csv | 259
v4 | Full | 3 | 42194az_dlext_20111210_2539_2654.csv | F:\UPOD\Cell_DLE\CSV_files_raw_nieuwe_structuur\2011\sap2_94\m12 | F:\UPOD\Cell_DLE\CSV_files_raw_nieuwe_structuur\2011\sap2_94\m12\42194az_dlext_20111210_2539_2654.csv | 116
v4 | Full | 3 | 42194az_dlext_20111211_2655_2662.csv | F:\UPOD\Cell_DLE\CSV_files_raw_nieuwe_structuur\2011\sap2_94\m12 | F:\UPOD\Cell_DLE\CSV_files_raw_nieuwe_structuur\2011\sap2_94\m12\42194az_dlext_20111211_2655_2662.csv | 8
v4 | Full | 3 | 42194az_dlext_20111212_2663_2925.csv | F:\UPOD\Cell_DLE\CSV_files_raw_nieuwe_structuur\2011\sap2_94\m12 | F:\UPOD\Cell_DLE\CSV_files_raw_nieuwe_structuur\2011\sap2_94\m12\42194az_dlext_20111212_2663_2925.csv | 263
v4 | Full | 3 | 42194az_dlext_20111213_2926_3026.csv | F:\UPOD\Cell_DLE\CSV_files_raw_nieuwe_structuur\2011\sap2_94\m12 | F:\UPOD\Cell_DLE\CSV_files_raw_nieuwe_structuur\2011\sap2_94\m12\42194az_dlext_20111213_2926_3026.csv | 101
v4 | Full | 3 | 42194az_dlext_20111214_3027_3337.csv | F:\UPOD\Cell_DLE\CSV_files_raw_nieuwe_structuur\2011\sap2_94\m12 | F:\UPOD\Cell_DLE\CSV_files_raw_nieuwe_structuur\2011\sap2_94\m12\42194az_dlext_20111214_3027_3337.csv | 311
v4 | Full | 3 | 42194az_dlext_20111215_3338_3633.csv | F:\UPOD\Cell_DLE\CSV_files_raw_nieuwe_structuur\2011\sap2_94\m12 | F:\UPOD\Cell_DLE\CSV_files_raw_nieuwe_structuur\2011\sap2_94\m12\42194az_dlext_20111215_3338_3633.csv | 296
v4 | Full | 3 | 42194az_dlext_20111216_3634_3880.csv | F:\UPOD\Cell_DLE\CSV_files_raw_nieuwe_structuur\2011\sap2_94\m12 | F:\UPOD\Cell_DLE\CSV_files_raw_nieuwe_structuur\2011\sap2_94\m12\42194az_dlext_20111216_3634_3880.csv | 247
v4 | Full | 3 | 42194az_dlext_20111217_3881_4014.csv | F:\UPOD\Cell_DLE\CSV_files_raw_nieuwe_structuur\2011\sap2_94\m12 | F:\UPOD\Cell_DLE\CSV_files_raw_nieuwe_structuur\2011\sap2_94\m12\42194az_dlext_20111217_3881_4014.csv | 134
v4 | Full | 3 | 42194az_dlext_20111218_4015_4158.csv | F:\UPOD\Cell_DLE\CSV_files_raw_nieuwe_structuur\2011\sap2_94\m12 | F:\UPOD\Cell_DLE\CSV_files_raw_nieuwe_structuur\2011\sap2_94\m12\42194az_dlext_20111218_4015_4158.csv | 144
v4 | Full | 3 | 42194az_dlext_20111219_4159_4509.csv | F:\UPOD\Cell_DLE\CSV_files_raw_nieuwe_structuur\2011\sap2_94\m12 | F:\UPOD\Cell_DLE\CSV_files_raw_nieuwe_structuur\2011\sap2_94\m12\42194az_dlext_20111219_4159_4509.csv | 351
v4 | Full | 3 | 42194az_dlext_20111220_4510_4732.csv | F:\UPOD\Cell_DLE\CSV_files_raw_nieuwe_structuur\2011\sap2_94\m12 | F:\UPOD\Cell_DLE\CSV_files_raw_nieuwe_structuur\2011\sap2_94\m12\42194az_dlext_20111220_4510_4732.csv | 223
v4 | Full | 3 | 42194az_dlext_20111221_4733_5029.csv | F:\UPOD\Cell_DLE\CSV_files_raw_nieuwe_structuur\2011\sap2_94\m12 | F:\UPOD\Cell_DLE\CSV_files_raw_nieuwe_structuur\2011\sap2_94\m12\42194az_dlext_20111221_4733_5029.csv | 297
v4 | Full | 3 | 42194az_dlext_20111222_5030_5283.csv | F:\UPOD\Cell_DLE\CSV_files_raw_nieuwe_structuur\2011\sap2_94\m12 | F:\UPOD\Cell_DLE\CSV_files_raw_nieuwe_structuur\2011\sap2_94\m12\42194az_dlext_20111222_5030_5283.csv | 254
v4 | Full | 3 | 42194az_dlext_20111223_5284_5501.csv | F:\UPOD\Cell_DLE\CSV_files_raw_nieuwe_structuur\2011\sap2_94\m12 | F:\UPOD\Cell_DLE\CSV_files_raw_nieuwe_structuur\2011\sap2_94\m12\42194az_dlext_20111223_5284_5501.csv | 218
v4 | Full | 3 | 42194az_dlext_20111224_5502_5648.csv | F:\UPOD\Cell_DLE\CSV_files_raw_nieuwe_structuur\2011\sap2_94\m12 | F:\UPOD\Cell_DLE\CSV_files_raw_nieuwe_structuur\2011\sap2_94\m12\42194az_dlext_20111224_5502_5648.csv | 147
v4 | Full | 3 | 42194az_dlext_20111225_5649_5774.csv | F:\UPOD\Cell_DLE\CSV_files_raw_nieuwe_structuur\2011\sap2_94\m12 | F:\UPOD\Cell_DLE\CSV_files_raw_nieuwe_structuur\2011\sap2_94\m12\42194az_dlext_20111225_5649_5774.csv | 126
v4 | Full | 3 | 42194az_dlext_20111226_5775_5919.csv | F:\UPOD\Cell_DLE\CSV_files_raw_nieuwe_structuur\2011\sap2_94\m12 | F:\UPOD\Cell_DLE\CSV_files_raw_nieuwe_structuur\2011\sap2_94\m12\42194az_dlext_20111226_5775_5919.csv | 145
v4 | Full | 3 | 42194az_dlext_20111227_5920_6150.csv | F:\UPOD\Cell_DLE\CSV_files_raw_nieuwe_structuur\2011\sap2_94\m12 | F:\UPOD\Cell_DLE\CSV_files_raw_nieuwe_structuur\2011\sap2_94\m12\42194az_dlext_20111227_5920_6150.csv | 231
v4 | Full | 3 | 42194az_dlext_20111228_6151_6413.csv | F:\UPOD\Cell_DLE\CSV_files_raw_nieuwe_structuur\2011\sap2_94\m12 | F:\UPOD\Cell_DLE\CSV_files_raw_nieuwe_structuur\2011\sap2_94\m12\42194az_dlext_20111228_6151_6413.csv | 263
v4 | Full | 3 | 42194az_dlext_20111229_6414_6652.csv | F:\UPOD\Cell_DLE\CSV_files_raw_nieuwe_structuur\2011\sap2_94\m12 | F:\UPOD\Cell_DLE\CSV_files_raw_nieuwe_structuur\2011\sap2_94\m12\42194az_dlext_20111229_6414_6652.csv | 239
v4 | Full | 3 | 42194az_dlext_20111230_6653_6816.csv | F:\UPOD\Cell_DLE\CSV_files_raw_nieuwe_structuur\2011\sap2_94\m12 | F:\UPOD\Cell_DLE\CSV_files_raw_nieuwe_structuur\2011\sap2_94\m12\42194az_dlext_20111230_6653_6816.csv | 164
v4 | Full | 3 | 42194az_dlext_20111231_6817_6975.csv | F:\UPOD\Cell_DLE\CSV_files_raw_nieuwe_structuur\2011\sap2_94\m12 | F:\UPOD\Cell_DLE\CSV_files_raw_nieuwe_structuur\2011\sap2_94\m12\42194az_dlext_20111231_6817_6975.csv | 159
v4 | Full | 3 | 42194az_dlext_20120101_6976_7103.csv | F:\UPOD\Cell_DLE\CSV_files_raw_nieuwe_structuur\2012\sap2_94\m01 | F:\UPOD\Cell_DLE\CSV_files_raw_nieuwe_structuur\2012\sap2_94\m01\42194az_dlext_20120101_6976_7103.csv | 128
v4 | Full | 3 | 42194az_dlext_20120102_7104_7371.csv | F:\UPOD\Cell_DLE\CSV_files_raw_nieuwe_structuur\2012\sap2_94\m01 | F:\UPOD\Cell_DLE\CSV_files_raw_nieuwe_structuur\2012\sap2_94\m01\42194az_dlext_20120102_7104_7371.csv | 268
v4 | Full | 3 | 42194az_dlext_20120103_7372_7664.csv | F:\UPOD\Cell_DLE\CSV_files_raw_nieuwe_structuur\2012\sap2_94\m01 | F:\UPOD\Cell_DLE\CSV_files_raw_nieuwe_structuur\2012\sap2_94\m01\42194az_dlext_20120103_7372_7664.csv | 293
v4 | Full | 3 | 42194az_dlext_20120104_7665_7990.csv | F:\UPOD\Cell_DLE\CSV_files_raw_nieuwe_structuur\2012\sap2_94\m01 | F:\UPOD\Cell_DLE\CSV_files_raw_nieuwe_structuur\2012\sap2_94\m01\42194az_dlext_20120104_7665_7990.csv | 326
v4 | Full | 3 | 42194az_dlext_20120105_7991_8270.csv | F:\UPOD\Cell_DLE\CSV_files_raw_nieuwe_structuur\2012\sap2_94\m01 | F:\UPOD\Cell_DLE\CSV_files_raw_nieuwe_structuur\2012\sap2_94\m01\42194az_dlext_20120105_7991_8270.csv | 280
v4 | Full | 3 | 42194az_dlext_20120106_8271_8578.csv | F:\UPOD\Cell_DLE\CSV_files_raw_nieuwe_structuur\2012\sap2_94\m01 | F:\UPOD\Cell_DLE\CSV_files_raw_nieuwe_structuur\2012\sap2_94\m01\42194az_dlext_20120106_8271_8578.csv | 308
v4 | Full | 3 | 42194az_dlext_20120107_8579_8694.csv | F:\UPOD\Cell_DLE\CSV_files_raw_nieuwe_structuur\2012\sap2_94\m01 | F:\UPOD\Cell_DLE\CSV_files_raw_nieuwe_structuur\2012\sap2_94\m01\42194az_dlext_20120107_8579_8694.csv | 116
v4 | Full | 3 | 42194az_dlext_20120108_8695_8796.csv | F:\UPOD\Cell_DLE\CSV_files_raw_nieuwe_structuur\2012\sap2_94\m01 | F:\UPOD\Cell_DLE\CSV_files_raw_nieuwe_structuur\2012\sap2_94\m01\42194az_dlext_20120108_8695_8796.csv | 102
v4 | Full | 3 | 42194az_dlext_20120109_8797_9140.csv | F:\UPOD\Cell_DLE\CSV_files_raw_nieuwe_structuur\2012\sap2_94\m01 | F:\UPOD\Cell_DLE\CSV_files_raw_nieuwe_structuur\2012\sap2_94\m01\42194az_dlext_20120109_8797_9140.csv | 344
v4 | Full | 3 | 42194az_dlext_20120110_9141_9505.csv | F:\UPOD\Cell_DLE\CSV_files_raw_nieuwe_structuur\2012\sap2_94\m01 | F:\UPOD\Cell_DLE\CSV_files_raw_nieuwe_structuur\2012\sap2_94\m01\42194az_dlext_20120110_9141_9505.csv | 365
v4 | Full | 3 | 42194az_dlext_20120111_9506_9823.csv | F:\UPOD\Cell_DLE\CSV_files_raw_nieuwe_structuur\2012\sap2_94\m01 | F:\UPOD\Cell_DLE\CSV_files_raw_nieuwe_structuur\2012\sap2_94\m01\42194az_dlext_20120111_9506_9823.csv | 318
v4 | Full | 3 | 42194az_dlext_20120112_9824_0113.csv | F:\UPOD\Cell_DLE\CSV_files_raw_nieuwe_structuur\2012\sap2_94\m01 | F:\UPOD\Cell_DLE\CSV_files_raw_nieuwe_structuur\2012\sap2_94\m01\42194az_dlext_20120112_9824_0113.csv | 290
v4 | Full | 3 | 42194az_dlext_20120113_0114_0379.csv | F:\UPOD\Cell_DLE\CSV_files_raw_nieuwe_structuur\2012\sap2_94\m01 | F:\UPOD\Cell_DLE\CSV_files_raw_nieuwe_structuur\2012\sap2_94\m01\42194az_dlext_20120113_0114_0379.csv | 266
v4 | Full | 3 | 42194az_dlext_20120114_0380_0475.csv | F:\UPOD\Cell_DLE\CSV_files_raw_nieuwe_structuur\2012\sap2_94\m01 | F:\UPOD\Cell_DLE\CSV_files_raw_nieuwe_structuur\2012\sap2_94\m01\42194az_dlext_20120114_0380_0475.csv | 96
v4 | Full | 3 | 42194az_dlext_20120115_0476_0579.csv | F:\UPOD\Cell_DLE\CSV_files_raw_nieuwe_structuur\2012\sap2_94\m01 | F:\UPOD\Cell_DLE\CSV_files_raw_nieuwe_structuur\2012\sap2_94\m01\42194az_dlext_20120115_0476_0579.csv | 104
v4 | Full | 3 | 42194az_dlext_20120116_0580_0934.csv | F:\UPOD\Cell_DLE\CSV_files_raw_nieuwe_structuur\2012\sap2_94\m01 | F:\UPOD\Cell_DLE\CSV_files_raw_nieuwe_structuur\2012\sap2_94\m01\42194az_dlext_20120116_0580_0934.csv | 355
v4 | Full | 3 | 42194az_dlext_20120117_0935_1332.csv | F:\UPOD\Cell_DLE\CSV_files_raw_nieuwe_structuur\2012\sap2_94\m01 | F:\UPOD\Cell_DLE\CSV_files_raw_nieuwe_structuur\2012\sap2_94\m01\42194az_dlext_20120117_0935_1332.csv | 398
v4 | Full | 3 | 42194az_dlext_20120118_1333_1668.csv | F:\UPOD\Cell_DLE\CSV_files_raw_nieuwe_structuur\2012\sap2_94\m01 | F:\UPOD\Cell_DLE\CSV_files_raw_nieuwe_structuur\2012\sap2_94\m01\42194az_dlext_20120118_1333_1668.csv | 336
v4 | Full | 3 | 42194az_dlext_20120119_1669_2069.csv | F:\UPOD\Cell_DLE\CSV_files_raw_nieuwe_structuur\2012\sap2_94\m01 | F:\UPOD\Cell_DLE\CSV_files_raw_nieuwe_structuur\2012\sap2_94\m01\42194az_dlext_20120119_1669_2069.csv | 401
v4 | Full | 3 | 42194az_dlext_20120120_2070_2406.csv | F:\UPOD\Cell_DLE\CSV_files_raw_nieuwe_structuur\2012\sap2_94\m01 | F:\UPOD\Cell_DLE\CSV_files_raw_nieuwe_structuur\2012\sap2_94\m01\42194az_dlext_20120120_2070_2406.csv | 337
v4 | Full | 3 | 42194az_dlext_20120121_2407_2527.csv | F:\UPOD\Cell_DLE\CSV_files_raw_nieuwe_structuur\2012\sap2_94\m01 | F:\UPOD\Cell_DLE\CSV_files_raw_nieuwe_structuur\2012\sap2_94\m01\42194az_dlext_20120121_2407_2527.csv | 121
v4 | Full | 3 | 42194az_dlext_20120122_2528_2651.csv | F:\UPOD\Cell_DLE\CSV_files_raw_nieuwe_structuur\2012\sap2_94\m01 | F:\UPOD\Cell_DLE\CSV_files_raw_nieuwe_structuur\2012\sap2_94\m01\42194az_dlext_20120122_2528_2651.csv | 124
v4 | Full | 3 | 42194az_dlext_20120123_2652_2995.csv | F:\UPOD\Cell_DLE\CSV_files_raw_nieuwe_structuur\2012\sap2_94\m01 | F:\UPOD\Cell_DLE\CSV_files_raw_nieuwe_structuur\2012\sap2_94\m01\42194az_dlext_20120123_2652_2995.csv | 344
v4 | Full | 3 | 42194az_dlext_20120124_2996_3285.csv | F:\UPOD\Cell_DLE\CSV_files_raw_nieuwe_structuur\2012\sap2_94\m01 | F:\UPOD\Cell_DLE\CSV_files_raw_nieuwe_structuur\2012\sap2_94\m01\42194az_dlext_20120124_2996_3285.csv | 290
v4 | Full | 3 | 42194az_dlext_20120125_3286_3594.csv | F:\UPOD\Cell_DLE\CSV_files_raw_nieuwe_structuur\2012\sap2_94\m01 | F:\UPOD\Cell_DLE\CSV_files_raw_nieuwe_structuur\2012\sap2_94\m01\42194az_dlext_20120125_3286_3594.csv | 309
v4 | Full | 3 | 42194az_dlext_20120126_3595_3984.csv | F:\UPOD\Cell_DLE\CSV_files_raw_nieuwe_structuur\2012\sap2_94\m01 | F:\UPOD\Cell_DLE\CSV_files_raw_nieuwe_structuur\2012\sap2_94\m01\42194az_dlext_20120126_3595_3984.csv | 390
v4 | Full | 3 | 42194az_dlext_20120127_3985_4250.csv | F:\UPOD\Cell_DLE\CSV_files_raw_nieuwe_structuur\2012\sap2_94\m01 | F:\UPOD\Cell_DLE\CSV_files_raw_nieuwe_structuur\2012\sap2_94\m01\42194az_dlext_20120127_3985_4250.csv | 266
v4 | Full | 3 | 42194az_dlext_20120128_4251_4406.csv | F:\UPOD\Cell_DLE\CSV_files_raw_nieuwe_structuur\2012\sap2_94\m01 | F:\UPOD\Cell_DLE\CSV_files_raw_nieuwe_structuur\2012\sap2_94\m01\42194az_dlext_20120128_4251_4406.csv | 156
v4 | Full | 3 | 42194az_dlext_20120129_4407_4511.csv | F:\UPOD\Cell_DLE\CSV_files_raw_nieuwe_structuur\2012\sap2_94\m01 | F:\UPOD\Cell_DLE\CSV_files_raw_nieuwe_structuur\2012\sap2_94\m01\42194az_dlext_20120129_4407_4511.csv | 105
v4 | Full | 3 | 42194az_dlext_20120130_4512_4825.csv | F:\UPOD\Cell_DLE\CSV_files_raw_nieuwe_structuur\2012\sap2_94\m01 | F:\UPOD\Cell_DLE\CSV_files_raw_nieuwe_structuur\2012\sap2_94\m01\42194az_dlext_20120130_4512_4825.csv | 314
v4 | Full | 3 | 42194az_dlext_20120131_4826_5162.csv | F:\UPOD\Cell_DLE\CSV_files_raw_nieuwe_structuur\2012\sap2_94\m01 | F:\UPOD\Cell_DLE\CSV_files_raw_nieuwe_structuur\2012\sap2_94\m01\42194az_dlext_20120131_4826_5162.csv | 337
v4 | Full | 3 | 42194az_dlext_20120201_5163_5472.csv | F:\UPOD\Cell_DLE\CSV_files_raw_nieuwe_structuur\2012\sap2_94\m02 | F:\UPOD\Cell_DLE\CSV_files_raw_nieuwe_structuur\2012\sap2_94\m02\42194az_dlext_20120201_5163_5472.csv | 310
v4 | Full | 3 | 42194az_dlext_20120202_5473_5759.csv | F:\UPOD\Cell_DLE\CSV_files_raw_nieuwe_structuur\2012\sap2_94\m02 | F:\UPOD\Cell_DLE\CSV_files_raw_nieuwe_structuur\2012\sap2_94\m02\42194az_dlext_20120202_5473_5759.csv | 287
v4 | Full | 3 | 42194az_dlext_20120203_5760_6003.csv | F:\UPOD\Cell_DLE\CSV_files_raw_nieuwe_structuur\2012\sap2_94\m02 | F:\UPOD\Cell_DLE\CSV_files_raw_nieuwe_structuur\2012\sap2_94\m02\42194az_dlext_20120203_5760_6003.csv | 244
v4 | Full | 3 | 42194az_dlext_20120204_6004_6128.csv | F:\UPOD\Cell_DLE\CSV_files_raw_nieuwe_structuur\2012\sap2_94\m02 | F:\UPOD\Cell_DLE\CSV_files_raw_nieuwe_structuur\2012\sap2_94\m02\42194az_dlext_20120204_6004_6128.csv | 125
v4 | Full | 3 | 42194az_dlext_20120205_6129_6238.csv | F:\UPOD\Cell_DLE\CSV_files_raw_nieuwe_structuur\2012\sap2_94\m02 | F:\UPOD\Cell_DLE\CSV_files_raw_nieuwe_structuur\2012\sap2_94\m02\42194az_dlext_20120205_6129_6238.csv | 110
v4 | Full | 3 | 42194az_dlext_20120206_6239_6527.csv | F:\UPOD\Cell_DLE\CSV_files_raw_nieuwe_structuur\2012\sap2_94\m02 | F:\UPOD\Cell_DLE\CSV_files_raw_nieuwe_structuur\2012\sap2_94\m02\42194az_dlext_20120206_6239_6527.csv | 289
v4 | Full | 3 | 42194az_dlext_20120207_6528_6655.csv | F:\UPOD\Cell_DLE\CSV_files_raw_nieuwe_structuur\2012\sap2_94\m02 | F:\UPOD\Cell_DLE\CSV_files_raw_nieuwe_structuur\2012\sap2_94\m02\42194az_dlext_20120207_6528_6655.csv | 128
v4 | Full | 3 | 42194az_dlext_20120221_6656_9816.csv | F:\UPOD\Cell_DLE\CSV_files_raw_nieuwe_structuur\2012\sap2_94\m02 | F:\UPOD\Cell_DLE\CSV_files_raw_nieuwe_structuur\2012\sap2_94\m02\42194az_dlext_20120221_6656_9816.csv | 3161
v4 | Full | 3 | 42194az_dlext_20120221_9817_9832.csv | F:\UPOD\Cell_DLE\CSV_files_raw_nieuwe_structuur\2012\sap2_94\m02 | F:\UPOD\Cell_DLE\CSV_files_raw_nieuwe_structuur\2012\sap2_94\m02\42194az_dlext_20120221_9817_9832.csv | 16
v4 | Full | 3 | 42194az_dlext_20120222_9833_0090.csv | F:\UPOD\Cell_DLE\CSV_files_raw_nieuwe_structuur\2012\sap2_94\m02 | F:\UPOD\Cell_DLE\CSV_files_raw_nieuwe_structuur\2012\sap2_94\m02\42194az_dlext_20120222_9833_0090.csv | 258
v4 | Full | 3 | 42194az_dlext_20120223_0091_0296.csv | F:\UPOD\Cell_DLE\CSV_files_raw_nieuwe_structuur\2012\sap2_94\m02 | F:\UPOD\Cell_DLE\CSV_files_raw_nieuwe_structuur\2012\sap2_94\m02\42194az_dlext_20120223_0091_0296.csv | 206
v4 | Full | 3 | 42194az_dlext_20120224_0297_0529.csv | F:\UPOD\Cell_DLE\CSV_files_raw_nieuwe_structuur\2012\sap2_94\m02 | F:\UPOD\Cell_DLE\CSV_files_raw_nieuwe_structuur\2012\sap2_94\m02\42194az_dlext_20120224_0297_0529.csv | 233
v4 | Full | 3 | 42194az_dlext_20120225_0530_0637.csv | F:\UPOD\Cell_DLE\CSV_files_raw_nieuwe_structuur\2012\sap2_94\m02 | F:\UPOD\Cell_DLE\CSV_files_raw_nieuwe_structuur\2012\sap2_94\m02\42194az_dlext_20120225_0530_0637.csv | 108
v4 | Full | 3 | 42194az_dlext_20120226_0638_0755.csv | F:\UPOD\Cell_DLE\CSV_files_raw_nieuwe_structuur\2012\sap2_94\m02 | F:\UPOD\Cell_DLE\CSV_files_raw_nieuwe_structuur\2012\sap2_94\m02\42194az_dlext_20120226_0638_0755.csv | 118
v4 | Full | 3 | 42194az_dlext_20120227_0756_1072.csv | F:\UPOD\Cell_DLE\CSV_files_raw_nieuwe_structuur\2012\sap2_94\m02 | F:\UPOD\Cell_DLE\CSV_files_raw_nieuwe_structuur\2012\sap2_94\m02\42194az_dlext_20120227_0756_1072.csv | 317
v4 | Full | 3 | 42194az_dlext_20120228_1073_1354.csv | F:\UPOD\Cell_DLE\CSV_files_raw_nieuwe_structuur\2012\sap2_94\m02 | F:\UPOD\Cell_DLE\CSV_files_raw_nieuwe_structuur\2012\sap2_94\m02\42194az_dlext_20120228_1073_1354.csv | 282
v4 | Full | 3 | 42194az_dlext_20120229_1355_1775.csv | F:\UPOD\Cell_DLE\CSV_files_raw_nieuwe_structuur\2012\sap2_94\m02 | F:\UPOD\Cell_DLE\CSV_files_raw_nieuwe_structuur\2012\sap2_94\m02\42194az_dlext_20120229_1355_1775.csv | 421
v4 | Full | 3 | 42194az_dlext_20120301_1776_2120.csv | F:\UPOD\Cell_DLE\CSV_files_raw_nieuwe_structuur\2012\sap2_94\m03 | F:\UPOD\Cell_DLE\CSV_files_raw_nieuwe_structuur\2012\sap2_94\m03\42194az_dlext_20120301_1776_2120.csv | 345
v4 | Full | 3 | 42194az_dlext_20120302_2121_2419.csv | F:\UPOD\Cell_DLE\CSV_files_raw_nieuwe_structuur\2012\sap2_94\m03 | F:\UPOD\Cell_DLE\CSV_files_raw_nieuwe_structuur\2012\sap2_94\m03\42194az_dlext_20120302_2121_2419.csv | 299
v4 | Full | 3 | 42194az_dlext_20120303_2420_2543.csv | F:\UPOD\Cell_DLE\CSV_files_raw_nieuwe_structuur\2012\sap2_94\m03 | F:\UPOD\Cell_DLE\CSV_files_raw_nieuwe_structuur\2012\sap2_94\m03\42194az_dlext_20120303_2420_2543.csv | 124
v4 | Full | 3 | 42194az_dlext_20120304_2544_2668.csv | F:\UPOD\Cell_DLE\CSV_files_raw_nieuwe_structuur\2012\sap2_94\m03 | F:\UPOD\Cell_DLE\CSV_files_raw_nieuwe_structuur\2012\sap2_94\m03\42194az_dlext_20120304_2544_2668.csv | 125
v4 | Full | 3 | 42194az_dlext_20120305_2669_3024.csv | F:\UPOD\Cell_DLE\CSV_files_raw_nieuwe_structuur\2012\sap2_94\m03 | F:\UPOD\Cell_DLE\CSV_files_raw_nieuwe_structuur\2012\sap2_94\m03\42194az_dlext_20120305_2669_3024.csv | 356
v4 | Full | 3 | 42194az_dlext_20120306_3025_3323.csv | F:\UPOD\Cell_DLE\CSV_files_raw_nieuwe_structuur\2012\sap2_94\m03 | F:\UPOD\Cell_DLE\CSV_files_raw_nieuwe_structuur\2012\sap2_94\m03\42194az_dlext_20120306_3025_3323.csv | 299
v4 | Full | 3 | 42194az_dlext_20120307_3324_3563.csv | F:\UPOD\Cell_DLE\CSV_files_raw_nieuwe_structuur\2012\sap2_94\m03 | F:\UPOD\Cell_DLE\CSV_files_raw_nieuwe_structuur\2012\sap2_94\m03\42194az_dlext_20120307_3324_3563.csv | 240
v4 | Full | 3 | 42194az_dlext_20120308_3564_3779.csv | F:\UPOD\Cell_DLE\CSV_files_raw_nieuwe_structuur\2012\sap2_94\m03 | F:\UPOD\Cell_DLE\CSV_files_raw_nieuwe_structuur\2012\sap2_94\m03\42194az_dlext_20120308_3564_3779.csv | 216
v4 | Full | 3 | 42194az_dlext_20120309_3780_4051.csv | F:\UPOD\Cell_DLE\CSV_files_raw_nieuwe_structuur\2012\sap2_94\m03 | F:\UPOD\Cell_DLE\CSV_files_raw_nieuwe_structuur\2012\sap2_94\m03\42194az_dlext_20120309_3780_4051.csv | 272
v4 | Full | 3 | 42194az_dlext_20120310_4052_4174.csv | F:\UPOD\Cell_DLE\CSV_files_raw_nieuwe_structuur\2012\sap2_94\m03 | F:\UPOD\Cell_DLE\CSV_files_raw_nieuwe_structuur\2012\sap2_94\m03\42194az_dlext_20120310_4052_4174.csv | 123
v4 | Full | 3 | 42194az_dlext_20120311_4175_4354.csv | F:\UPOD\Cell_DLE\CSV_files_raw_nieuwe_structuur\2012\sap2_94\m03 | F:\UPOD\Cell_DLE\CSV_files_raw_nieuwe_structuur\2012\sap2_94\m03\42194az_dlext_20120311_4175_4354.csv | 180
v4 | Full | 3 | 42194az_dlext_20120312_4355_4667.csv | F:\UPOD\Cell_DLE\CSV_files_raw_nieuwe_structuur\2012\sap2_94\m03 | F:\UPOD\Cell_DLE\CSV_files_raw_nieuwe_structuur\2012\sap2_94\m03\42194az_dlext_20120312_4355_4667.csv | 313
v4 | Full | 3 | 42194az_dlext_20120313_4668_5007.csv | F:\UPOD\Cell_DLE\CSV_files_raw_nieuwe_structuur\2012\sap2_94\m03 | F:\UPOD\Cell_DLE\CSV_files_raw_nieuwe_structuur\2012\sap2_94\m03\42194az_dlext_20120313_4668_5007.csv | 340
v4 | Full | 3 | 42194az_dlext_20120314_5008_5298.csv | F:\UPOD\Cell_DLE\CSV_files_raw_nieuwe_structuur\2012\sap2_94\m03 | F:\UPOD\Cell_DLE\CSV_files_raw_nieuwe_structuur\2012\sap2_94\m03\42194az_dlext_20120314_5008_5298.csv | 291
v4 | Full | 3 | 42194az_dlext_20120315_5299_5661.csv | F:\UPOD\Cell_DLE\CSV_files_raw_nieuwe_structuur\2012\sap2_94\m03 | F:\UPOD\Cell_DLE\CSV_files_raw_nieuwe_structuur\2012\sap2_94\m03\42194az_dlext_20120315_5299_5661.csv | 363
v4 | Full | 3 | 42194az_dlext_20120316_5662_5913.csv | F:\UPOD\Cell_DLE\CSV_files_raw_nieuwe_structuur\2012\sap2_94\m03 | F:\UPOD\Cell_DLE\CSV_files_raw_nieuwe_structuur\2012\sap2_94\m03\42194az_dlext_20120316_5662_5913.csv | 252
v4 | Full | 3 | 42194az_dlext_20120317_5914_6049.csv | F:\UPOD\Cell_DLE\CSV_files_raw_nieuwe_structuur\2012\sap2_94\m03 | F:\UPOD\Cell_DLE\CSV_files_raw_nieuwe_structuur\2012\sap2_94\m03\42194az_dlext_20120317_5914_6049.csv | 136
v4 | Full | 3 | 42194az_dlext_20120318_6050_6213.csv | F:\UPOD\Cell_DLE\CSV_files_raw_nieuwe_structuur\2012\sap2_94\m03 | F:\UPOD\Cell_DLE\CSV_files_raw_nieuwe_structuur\2012\sap2_94\m03\42194az_dlext_20120318_6050_6213.csv | 164
v4 | Full | 3 | 42194az_dlext_20120319_6214_6534.csv | F:\UPOD\Cell_DLE\CSV_files_raw_nieuwe_structuur\2012\sap2_94\m03 | F:\UPOD\Cell_DLE\CSV_files_raw_nieuwe_structuur\2012\sap2_94\m03\42194az_dlext_20120319_6214_6534.csv | 321
v4 | Full | 3 | 42194az_dlext_20120320_6535_6818.csv | F:\UPOD\Cell_DLE\CSV_files_raw_nieuwe_structuur\2012\sap2_94\m03 | F:\UPOD\Cell_DLE\CSV_files_raw_nieuwe_structuur\2012\sap2_94\m03\42194az_dlext_20120320_6535_6818.csv | 284
v4 | Full | 3 | 42194az_dlext_20120321_6819_7068.csv | F:\UPOD\Cell_DLE\CSV_files_raw_nieuwe_structuur\2012\sap2_94\m03 | F:\UPOD\Cell_DLE\CSV_files_raw_nieuwe_structuur\2012\sap2_94\m03\42194az_dlext_20120321_6819_7068.csv | 250
v4 | Full | 3 | 42194az_dlext_20120322_7069_7339.csv | F:\UPOD\Cell_DLE\CSV_files_raw_nieuwe_structuur\2012\sap2_94\m03 | F:\UPOD\Cell_DLE\CSV_files_raw_nieuwe_structuur\2012\sap2_94\m03\42194az_dlext_20120322_7069_7339.csv | 271
v4 | Full | 3 | 42194az_dlext_20120323_7340_7597.csv | F:\UPOD\Cell_DLE\CSV_files_raw_nieuwe_structuur\2012\sap2_94\m03 | F:\UPOD\Cell_DLE\CSV_files_raw_nieuwe_structuur\2012\sap2_94\m03\42194az_dlext_20120323_7340_7597.csv | 258
v4 | Full | 3 | 42194az_dlext_20120324_7598_7742.csv | F:\UPOD\Cell_DLE\CSV_files_raw_nieuwe_structuur\2012\sap2_94\m03 | F:\UPOD\Cell_DLE\CSV_files_raw_nieuwe_structuur\2012\sap2_94\m03\42194az_dlext_20120324_7598_7742.csv | 145
v4 | Full | 3 | 42194az_dlext_20120325_7743_7851.csv | F:\UPOD\Cell_DLE\CSV_files_raw_nieuwe_structuur\2012\sap2_94\m03 | F:\UPOD\Cell_DLE\CSV_files_raw_nieuwe_structuur\2012\sap2_94\m03\42194az_dlext_20120325_7743_7851.csv | 109
v4 | Full | 3 | 42194az_dlext_20120326_7852_8175.csv | F:\UPOD\Cell_DLE\CSV_files_raw_nieuwe_structuur\2012\sap2_94\m03 | F:\UPOD\Cell_DLE\CSV_files_raw_nieuwe_structuur\2012\sap2_94\m03\42194az_dlext_20120326_7852_8175.csv | 324
v4 | Full | 3 | 42194az_dlext_20120327_8176_8440.csv | F:\UPOD\Cell_DLE\CSV_files_raw_nieuwe_structuur\2012\sap2_94\m03 | F:\UPOD\Cell_DLE\CSV_files_raw_nieuwe_structuur\2012\sap2_94\m03\42194az_dlext_20120327_8176_8440.csv | 265
v4 | Full | 3 | 42194az_dlext_20120328_8441_8692.csv | F:\UPOD\Cell_DLE\CSV_files_raw_nieuwe_structuur\2012\sap2_94\m03 | F:\UPOD\Cell_DLE\CSV_files_raw_nieuwe_structuur\2012\sap2_94\m03\42194az_dlext_20120328_8441_8692.csv | 252
v4 | Full | 3 | 42194az_dlext_20120329_8693_8947.csv | F:\UPOD\Cell_DLE\CSV_files_raw_nieuwe_structuur\2012\sap2_94\m03 | F:\UPOD\Cell_DLE\CSV_files_raw_nieuwe_structuur\2012\sap2_94\m03\42194az_dlext_20120329_8693_8947.csv | 255
v4 | Full | 3 | 42194az_dlext_20120330_8948_9195.csv | F:\UPOD\Cell_DLE\CSV_files_raw_nieuwe_structuur\2012\sap2_94\m03 | F:\UPOD\Cell_DLE\CSV_files_raw_nieuwe_structuur\2012\sap2_94\m03\42194az_dlext_20120330_8948_9195.csv | 248
v4 | Full | 3 | 42194az_dlext_20120331_9196_9370.csv | F:\UPOD\Cell_DLE\CSV_files_raw_nieuwe_structuur\2012\sap2_94\m03 | F:\UPOD\Cell_DLE\CSV_files_raw_nieuwe_structuur\2012\sap2_94\m03\42194az_dlext_20120331_9196_9370.csv | 175
v4 | Full | 3 | 42194az_dlext_20120401_9371_9494.csv | F:\UPOD\Cell_DLE\CSV_files_raw_nieuwe_structuur\2012\sap2_94\m04 | F:\UPOD\Cell_DLE\CSV_files_raw_nieuwe_structuur\2012\sap2_94\m04\42194az_dlext_20120401_9371_9494.csv | 124
v4 | Full | 3 | 42194az_dlext_20120402_9495_9833.csv | F:\UPOD\Cell_DLE\CSV_files_raw_nieuwe_structuur\2012\sap2_94\m04 | F:\UPOD\Cell_DLE\CSV_files_raw_nieuwe_structuur\2012\sap2_94\m04\42194az_dlext_20120402_9495_9833.csv | 339
v4 | Full | 3 | 42194az_dlext_20120403_9834_0117.csv | F:\UPOD\Cell_DLE\CSV_files_raw_nieuwe_structuur\2012\sap2_94\m04 | F:\UPOD\Cell_DLE\CSV_files_raw_nieuwe_structuur\2012\sap2_94\m04\42194az_dlext_20120403_9834_0117.csv | 284
v4 | Full | 3 | 42194az_dlext_20120404_0118_0488.csv | F:\UPOD\Cell_DLE\CSV_files_raw_nieuwe_structuur\2012\sap2_94\m04 | F:\UPOD\Cell_DLE\CSV_files_raw_nieuwe_structuur\2012\sap2_94\m04\42194az_dlext_20120404_0118_0488.csv | 371
v4 | Full | 3 | 42194az_dlext_20120405_0489_0799.csv | F:\UPOD\Cell_DLE\CSV_files_raw_nieuwe_structuur\2012\sap2_94\m04 | F:\UPOD\Cell_DLE\CSV_files_raw_nieuwe_structuur\2012\sap2_94\m04\42194az_dlext_20120405_0489_0799.csv | 311
v4 | Full | 3 | 42194az_dlext_20120406_0800_0960.csv | F:\UPOD\Cell_DLE\CSV_files_raw_nieuwe_structuur\2012\sap2_94\m04 | F:\UPOD\Cell_DLE\CSV_files_raw_nieuwe_structuur\2012\sap2_94\m04\42194az_dlext_20120406_0800_0960.csv | 161
v4 | Full | 3 | 42194az_dlext_20120407_0961_1077.csv | F:\UPOD\Cell_DLE\CSV_files_raw_nieuwe_structuur\2012\sap2_94\m04 | F:\UPOD\Cell_DLE\CSV_files_raw_nieuwe_structuur\2012\sap2_94\m04\42194az_dlext_20120407_0961_1077.csv | 117
v4 | Full | 3 | 42194az_dlext_20120408_1078_1209.csv | F:\UPOD\Cell_DLE\CSV_files_raw_nieuwe_structuur\2012\sap2_94\m04 | F:\UPOD\Cell_DLE\CSV_files_raw_nieuwe_structuur\2012\sap2_94\m04\42194az_dlext_20120408_1078_1209.csv | 132
v4 | Full | 3 | 42194az_dlext_20120409_1210_1310.csv | F:\UPOD\Cell_DLE\CSV_files_raw_nieuwe_structuur\2012\sap2_94\m04 | F:\UPOD\Cell_DLE\CSV_files_raw_nieuwe_structuur\2012\sap2_94\m04\42194az_dlext_20120409_1210_1310.csv | 101
v4 | Full | 3 | 42194az_dlext_20120410_1311_1688.csv | F:\UPOD\Cell_DLE\CSV_files_raw_nieuwe_structuur\2012\sap2_94\m04 | F:\UPOD\Cell_DLE\CSV_files_raw_nieuwe_structuur\2012\sap2_94\m04\42194az_dlext_20120410_1311_1688.csv | 378
v4 | Full | 3 | 42194az_dlext_20120411_1689_1959.csv | F:\UPOD\Cell_DLE\CSV_files_raw_nieuwe_structuur\2012\sap2_94\m04 | F:\UPOD\Cell_DLE\CSV_files_raw_nieuwe_structuur\2012\sap2_94\m04\42194az_dlext_20120411_1689_1959.csv | 271
v4 | Full | 3 | 42194az_dlext_20120412_1960_2201.csv | F:\UPOD\Cell_DLE\CSV_files_raw_nieuwe_structuur\2012\sap2_94\m04 | F:\UPOD\Cell_DLE\CSV_files_raw_nieuwe_structuur\2012\sap2_94\m04\42194az_dlext_20120412_1960_2201.csv | 242
v4 | Full | 3 | 42194az_dlext_20120413_2202_2475.csv | F:\UPOD\Cell_DLE\CSV_files_raw_nieuwe_structuur\2012\sap2_94\m04 | F:\UPOD\Cell_DLE\CSV_files_raw_nieuwe_structuur\2012\sap2_94\m04\42194az_dlext_20120413_2202_2475.csv | 274
v4 | Full | 3 | 42194az_dlext_20120414_2476_2703.csv | F:\UPOD\Cell_DLE\CSV_files_raw_nieuwe_structuur\2012\sap2_94\m04 | F:\UPOD\Cell_DLE\CSV_files_raw_nieuwe_structuur\2012\sap2_94\m04\42194az_dlext_20120414_2476_2703.csv | 228
v4 | Full | 3 | 42194az_dlext_20120415_2704_2853.csv | F:\UPOD\Cell_DLE\CSV_files_raw_nieuwe_structuur\2012\sap2_94\m04 | F:\UPOD\Cell_DLE\CSV_files_raw_nieuwe_structuur\2012\sap2_94\m04\42194az_dlext_20120415_2704_2853.csv | 150
v4 | Full | 3 | 42194az_dlext_20120416_2854_3173.csv | F:\UPOD\Cell_DLE\CSV_files_raw_nieuwe_structuur\2012\sap2_94\m04 | F:\UPOD\Cell_DLE\CSV_files_raw_nieuwe_structuur\2012\sap2_94\m04\42194az_dlext_20120416_2854_3173.csv | 320
v4 | Full | 3 | 42194az_dlext_20120417_3174_3425.csv | F:\UPOD\Cell_DLE\CSV_files_raw_nieuwe_structuur\2012\sap2_94\m04 | F:\UPOD\Cell_DLE\CSV_files_raw_nieuwe_structuur\2012\sap2_94\m04\42194az_dlext_20120417_3174_3425.csv | 252
v4 | Full | 3 | 42194az_dlext_20120418_3426_3706.csv | F:\UPOD\Cell_DLE\CSV_files_raw_nieuwe_structuur\2012\sap2_94\m04 | F:\UPOD\Cell_DLE\CSV_files_raw_nieuwe_structuur\2012\sap2_94\m04\42194az_dlext_20120418_3426_3706.csv | 281
v4 | Full | 3 | 42194az_dlext_20120419_3707_4023.csv | F:\UPOD\Cell_DLE\CSV_files_raw_nieuwe_structuur\2012\sap2_94\m04 | F:\UPOD\Cell_DLE\CSV_files_raw_nieuwe_structuur\2012\sap2_94\m04\42194az_dlext_20120419_3707_4023.csv | 317
v4 | Full | 3 | 42194az_dlext_20120420_4024_4317.csv | F:\UPOD\Cell_DLE\CSV_files_raw_nieuwe_structuur\2012\sap2_94\m04 | F:\UPOD\Cell_DLE\CSV_files_raw_nieuwe_structuur\2012\sap2_94\m04\42194az_dlext_20120420_4024_4317.csv | 294
v4 | Full | 3 | 42194az_dlext_20120421_4318_4487.csv | F:\UPOD\Cell_DLE\CSV_files_raw_nieuwe_structuur\2012\sap2_94\m04 | F:\UPOD\Cell_DLE\CSV_files_raw_nieuwe_structuur\2012\sap2_94\m04\42194az_dlext_20120421_4318_4487.csv | 170
v4 | Full | 3 | 42194az_dlext_20120422_4488_4647.csv | F:\UPOD\Cell_DLE\CSV_files_raw_nieuwe_structuur\2012\sap2_94\m04 | F:\UPOD\Cell_DLE\CSV_files_raw_nieuwe_structuur\2012\sap2_94\m04\42194az_dlext_20120422_4488_4647.csv | 160
v4 | Full | 3 | 42194az_dlext_20120423_4648_5070.csv | F:\UPOD\Cell_DLE\CSV_files_raw_nieuwe_structuur\2012\sap2_94\m04 | F:\UPOD\Cell_DLE\CSV_files_raw_nieuwe_structuur\2012\sap2_94\m04\42194az_dlext_20120423_4648_5070.csv | 423
v4 | Full | 3 | 42194az_dlext_20120424_5071_5309.csv | F:\UPOD\Cell_DLE\CSV_files_raw_nieuwe_structuur\2012\sap2_94\m04 | F:\UPOD\Cell_DLE\CSV_files_raw_nieuwe_structuur\2012\sap2_94\m04\42194az_dlext_20120424_5071_5309.csv | 239
v4 | Full | 3 | 42194az_dlext_20120425_5310_5575.csv | F:\UPOD\Cell_DLE\CSV_files_raw_nieuwe_structuur\2012\sap2_94\m04 | F:\UPOD\Cell_DLE\CSV_files_raw_nieuwe_structuur\2012\sap2_94\m04\42194az_dlext_20120425_5310_5575.csv | 266
v4 | Full | 3 | 42194az_dlext_20120426_5576_5895.csv | F:\UPOD\Cell_DLE\CSV_files_raw_nieuwe_structuur\2012\sap2_94\m04 | F:\UPOD\Cell_DLE\CSV_files_raw_nieuwe_structuur\2012\sap2_94\m04\42194az_dlext_20120426_5576_5895.csv | 320
v4 | Full | 3 | 42194az_dlext_20120427_5896_6184.csv | F:\UPOD\Cell_DLE\CSV_files_raw_nieuwe_structuur\2012\sap2_94\m04 | F:\UPOD\Cell_DLE\CSV_files_raw_nieuwe_structuur\2012\sap2_94\m04\42194az_dlext_20120427_5896_6184.csv | 289
v4 | Full | 3 | 42194az_dlext_20120428_6185_6311.csv | F:\UPOD\Cell_DLE\CSV_files_raw_nieuwe_structuur\2012\sap2_94\m04 | F:\UPOD\Cell_DLE\CSV_files_raw_nieuwe_structuur\2012\sap2_94\m04\42194az_dlext_20120428_6185_6311.csv | 127
v4 | Full | 3 | 42194az_dlext_20120429_6312_6409.csv | F:\UPOD\Cell_DLE\CSV_files_raw_nieuwe_structuur\2012\sap2_94\m04 | F:\UPOD\Cell_DLE\CSV_files_raw_nieuwe_structuur\2012\sap2_94\m04\42194az_dlext_20120429_6312_6409.csv | 98
v4 | Full | 3 | 42194az_dlext_20120430_6410_6561.csv | F:\UPOD\Cell_DLE\CSV_files_raw_nieuwe_structuur\2012\sap2_94\m04 | F:\UPOD\Cell_DLE\CSV_files_raw_nieuwe_structuur\2012\sap2_94\m04\42194az_dlext_20120430_6410_6561.csv | 152
v4 | Full | 3 | 42194az_dlext_20120501_6562_6813.csv | F:\UPOD\Cell_DLE\CSV_files_raw_nieuwe_structuur\2012\sap2_94\m05 | F:\UPOD\Cell_DLE\CSV_files_raw_nieuwe_structuur\2012\sap2_94\m05\42194az_dlext_20120501_6562_6813.csv | 252
v4 | Full | 3 | 42194az_dlext_20120502_6814_7090.csv | F:\UPOD\Cell_DLE\CSV_files_raw_nieuwe_structuur\2012\sap2_94\m05 | F:\UPOD\Cell_DLE\CSV_files_raw_nieuwe_structuur\2012\sap2_94\m05\42194az_dlext_20120502_6814_7090.csv | 277
v4 | Full | 3 | 42194az_dlext_20120503_7091_7315.csv | F:\UPOD\Cell_DLE\CSV_files_raw_nieuwe_structuur\2012\sap2_94\m05 | F:\UPOD\Cell_DLE\CSV_files_raw_nieuwe_structuur\2012\sap2_94\m05\42194az_dlext_20120503_7091_7315.csv | 225
v4 | Full | 3 | 42194az_dlext_20120504_7316_7621.csv | F:\UPOD\Cell_DLE\CSV_files_raw_nieuwe_structuur\2012\sap2_94\m05 | F:\UPOD\Cell_DLE\CSV_files_raw_nieuwe_structuur\2012\sap2_94\m05\42194az_dlext_20120504_7316_7621.csv | 306
v4 | Full | 3 | 42194az_dlext_20120505_7622_7753.csv | F:\UPOD\Cell_DLE\CSV_files_raw_nieuwe_structuur\2012\sap2_94\m05 | F:\UPOD\Cell_DLE\CSV_files_raw_nieuwe_structuur\2012\sap2_94\m05\42194az_dlext_20120505_7622_7753.csv | 132
v4 | Full | 3 | 42194az_dlext_20120506_7754_7816.csv | F:\UPOD\Cell_DLE\CSV_files_raw_nieuwe_structuur\2012\sap2_94\m05 | F:\UPOD\Cell_DLE\CSV_files_raw_nieuwe_structuur\2012\sap2_94\m05\42194az_dlext_20120506_7754_7816.csv | 63
v4 | Full | 3 | 42194az_dlext_20120507_7817_7987.csv | F:\UPOD\Cell_DLE\CSV_files_raw_nieuwe_structuur\2012\sap2_94\m05 | F:\UPOD\Cell_DLE\CSV_files_raw_nieuwe_structuur\2012\sap2_94\m05\42194az_dlext_20120507_7817_7987.csv | 171
v4 | Full | 3 | 42194az_dlext_20120508_7988_8231.csv | F:\UPOD\Cell_DLE\CSV_files_raw_nieuwe_structuur\2012\sap2_94\m05 | F:\UPOD\Cell_DLE\CSV_files_raw_nieuwe_structuur\2012\sap2_94\m05\42194az_dlext_20120508_7988_8231.csv | 244
v4 | Full | 3 | 42194az_dlext_20120509_8232_8488.csv | F:\UPOD\Cell_DLE\CSV_files_raw_nieuwe_structuur\2012\sap2_94\m05 | F:\UPOD\Cell_DLE\CSV_files_raw_nieuwe_structuur\2012\sap2_94\m05\42194az_dlext_20120509_8232_8488.csv | 257
v4 | Full | 3 | 42194az_dlext_20120510_8489_8932.csv | F:\UPOD\Cell_DLE\CSV_files_raw_nieuwe_structuur\2012\sap2_94\m05 | F:\UPOD\Cell_DLE\CSV_files_raw_nieuwe_structuur\2012\sap2_94\m05\42194az_dlext_20120510_8489_8932.csv | 444
v4 | Full | 3 | 42194az_dlext_20120511_8933_9192.csv | F:\UPOD\Cell_DLE\CSV_files_raw_nieuwe_structuur\2012\sap2_94\m05 | F:\UPOD\Cell_DLE\CSV_files_raw_nieuwe_structuur\2012\sap2_94\m05\42194az_dlext_20120511_8933_9192.csv | 260
v4 | Full | 3 | 42194az_dlext_20120512_9193_9305.csv | F:\UPOD\Cell_DLE\CSV_files_raw_nieuwe_structuur\2012\sap2_94\m05 | F:\UPOD\Cell_DLE\CSV_files_raw_nieuwe_structuur\2012\sap2_94\m05\42194az_dlext_20120512_9193_9305.csv | 113
v4 | Full | 3 | 42194az_dlext_20120513_9306_9479.csv | F:\UPOD\Cell_DLE\CSV_files_raw_nieuwe_structuur\2012\sap2_94\m05 | F:\UPOD\Cell_DLE\CSV_files_raw_nieuwe_structuur\2012\sap2_94\m05\42194az_dlext_20120513_9306_9479.csv | 174
v4 | Full | 3 | 42194az_dlext_20120514_9480_9847.csv | F:\UPOD\Cell_DLE\CSV_files_raw_nieuwe_structuur\2012\sap2_94\m05 | F:\UPOD\Cell_DLE\CSV_files_raw_nieuwe_structuur\2012\sap2_94\m05\42194az_dlext_20120514_9480_9847.csv | 368
v4 | Full | 3 | 42194az_dlext_20120515_9848_0190.csv | F:\UPOD\Cell_DLE\CSV_files_raw_nieuwe_structuur\2012\sap2_94\m05 | F:\UPOD\Cell_DLE\CSV_files_raw_nieuwe_structuur\2012\sap2_94\m05\42194az_dlext_20120515_9848_0190.csv | 343
v4 | Full | 3 | 42194az_dlext_20120516_0191_0491.csv | F:\UPOD\Cell_DLE\CSV_files_raw_nieuwe_structuur\2012\sap2_94\m05 | F:\UPOD\Cell_DLE\CSV_files_raw_nieuwe_structuur\2012\sap2_94\m05\42194az_dlext_20120516_0191_0491.csv | 301
v4 | Full | 3 | 42194az_dlext_20120517_0492_0585.csv | F:\UPOD\Cell_DLE\CSV_files_raw_nieuwe_structuur\2012\sap2_94\m05 | F:\UPOD\Cell_DLE\CSV_files_raw_nieuwe_structuur\2012\sap2_94\m05\42194az_dlext_20120517_0492_0585.csv | 94
v4 | Full | 3 | 42194az_dlext_20120518_0586_0739.csv | F:\UPOD\Cell_DLE\CSV_files_raw_nieuwe_structuur\2012\sap2_94\m05 | F:\UPOD\Cell_DLE\CSV_files_raw_nieuwe_structuur\2012\sap2_94\m05\42194az_dlext_20120518_0586_0739.csv | 154
v4 | Full | 3 | 42194az_dlext_20120519_0740_0851.csv | F:\UPOD\Cell_DLE\CSV_files_raw_nieuwe_structuur\2012\sap2_94\m05 | F:\UPOD\Cell_DLE\CSV_files_raw_nieuwe_structuur\2012\sap2_94\m05\42194az_dlext_20120519_0740_0851.csv | 112
v4 | Full | 3 | 42194az_dlext_20120520_0852_0963.csv | F:\UPOD\Cell_DLE\CSV_files_raw_nieuwe_structuur\2012\sap2_94\m05 | F:\UPOD\Cell_DLE\CSV_files_raw_nieuwe_structuur\2012\sap2_94\m05\42194az_dlext_20120520_0852_0963.csv | 112
v4 | Full | 3 | 42194az_dlext_20120521_0964_1260.csv | F:\UPOD\Cell_DLE\CSV_files_raw_nieuwe_structuur\2012\sap2_94\m05 | F:\UPOD\Cell_DLE\CSV_files_raw_nieuwe_structuur\2012\sap2_94\m05\42194az_dlext_20120521_0964_1260.csv | 297
v4 | Full | 3 | 42194az_dlext_20120522_1261_1532.csv | F:\UPOD\Cell_DLE\CSV_files_raw_nieuwe_structuur\2012\sap2_94\m05 | F:\UPOD\Cell_DLE\CSV_files_raw_nieuwe_structuur\2012\sap2_94\m05\42194az_dlext_20120522_1261_1532.csv | 272
v4 | Full | 3 | 42194az_dlext_20120523_1533_1796.csv | F:\UPOD\Cell_DLE\CSV_files_raw_nieuwe_structuur\2012\sap2_94\m05 | F:\UPOD\Cell_DLE\CSV_files_raw_nieuwe_structuur\2012\sap2_94\m05\42194az_dlext_20120523_1533_1796.csv | 264
v4 | Full | 3 | 42194az_dlext_20120524_1797_2309.csv | F:\UPOD\Cell_DLE\CSV_files_raw_nieuwe_structuur\2012\sap2_94\m05 | F:\UPOD\Cell_DLE\CSV_files_raw_nieuwe_structuur\2012\sap2_94\m05\42194az_dlext_20120524_1797_2309.csv | 513
v4 | Full | 3 | 42194az_dlext_20120525_2310_2575.csv | F:\UPOD\Cell_DLE\CSV_files_raw_nieuwe_structuur\2012\sap2_94\m05 | F:\UPOD\Cell_DLE\CSV_files_raw_nieuwe_structuur\2012\sap2_94\m05\42194az_dlext_20120525_2310_2575.csv | 266
v4 | Full | 3 | 42194az_dlext_20120526_2576_2708.csv | F:\UPOD\Cell_DLE\CSV_files_raw_nieuwe_structuur\2012\sap2_94\m05 | F:\UPOD\Cell_DLE\CSV_files_raw_nieuwe_structuur\2012\sap2_94\m05\42194az_dlext_20120526_2576_2708.csv | 133
v4 | Full | 3 | 42194az_dlext_20120527_2709_2834.csv | F:\UPOD\Cell_DLE\CSV_files_raw_nieuwe_structuur\2012\sap2_94\m05 | F:\UPOD\Cell_DLE\CSV_files_raw_nieuwe_structuur\2012\sap2_94\m05\42194az_dlext_20120527_2709_2834.csv | 126
v4 | Full | 3 | 42194az_dlext_20120528_2835_3036.csv | F:\UPOD\Cell_DLE\CSV_files_raw_nieuwe_structuur\2012\sap2_94\m05 | F:\UPOD\Cell_DLE\CSV_files_raw_nieuwe_structuur\2012\sap2_94\m05\42194az_dlext_20120528_2835_3036.csv | 202
v4 | Full | 3 | 42194az_dlext_20120529_3037_3294.csv | F:\UPOD\Cell_DLE\CSV_files_raw_nieuwe_structuur\2012\sap2_94\m05 | F:\UPOD\Cell_DLE\CSV_files_raw_nieuwe_structuur\2012\sap2_94\m05\42194az_dlext_20120529_3037_3294.csv | 258
v4 | Full | 3 | 42194az_dlext_20120530_3295_3574.csv | F:\UPOD\Cell_DLE\CSV_files_raw_nieuwe_structuur\2012\sap2_94\m05 | F:\UPOD\Cell_DLE\CSV_files_raw_nieuwe_structuur\2012\sap2_94\m05\42194az_dlext_20120530_3295_3574.csv | 280
v4 | Full | 3 | 42194az_dlext_20120531_3575_3800.csv | F:\UPOD\Cell_DLE\CSV_files_raw_nieuwe_structuur\2012\sap2_94\m05 | F:\UPOD\Cell_DLE\CSV_files_raw_nieuwe_structuur\2012\sap2_94\m05\42194az_dlext_20120531_3575_3800.csv | 226
v4 | Full | 3 | 42194az_dlext_20120601_3803_3951.csv | F:\UPOD\Cell_DLE\CSV_files_raw_nieuwe_structuur\2012\sap2_94\m06 | F:\UPOD\Cell_DLE\CSV_files_raw_nieuwe_structuur\2012\sap2_94\m06\42194az_dlext_20120601_3803_3951.csv | 149
v4 | Full | 3 | 42194az_dlext_20120602_3952_4060.csv | F:\UPOD\Cell_DLE\CSV_files_raw_nieuwe_structuur\2012\sap2_94\m06 | F:\UPOD\Cell_DLE\CSV_files_raw_nieuwe_structuur\2012\sap2_94\m06\42194az_dlext_20120602_3952_4060.csv | 109
v4 | Full | 3 | 42194az_dlext_20120603_4061_4161.csv | F:\UPOD\Cell_DLE\CSV_files_raw_nieuwe_structuur\2012\sap2_94\m06 | F:\UPOD\Cell_DLE\CSV_files_raw_nieuwe_structuur\2012\sap2_94\m06\42194az_dlext_20120603_4061_4161.csv | 101
v4 | Full | 3 | 42194az_dlext_20120604_4162_4474.csv | F:\UPOD\Cell_DLE\CSV_files_raw_nieuwe_structuur\2012\sap2_94\m06 | F:\UPOD\Cell_DLE\CSV_files_raw_nieuwe_structuur\2012\sap2_94\m06\42194az_dlext_20120604_4162_4474.csv | 313
v4 | Full | 3 | 42194az_dlext_20120605_4475_4734.csv | F:\UPOD\Cell_DLE\CSV_files_raw_nieuwe_structuur\2012\sap2_94\m06 | F:\UPOD\Cell_DLE\CSV_files_raw_nieuwe_structuur\2012\sap2_94\m06\42194az_dlext_20120605_4475_4734.csv | 260
v4 | Full | 3 | 42194az_dlext_20120606_4735_4975.csv | F:\UPOD\Cell_DLE\CSV_files_raw_nieuwe_structuur\2012\sap2_94\m06 | F:\UPOD\Cell_DLE\CSV_files_raw_nieuwe_structuur\2012\sap2_94\m06\42194az_dlext_20120606_4735_4975.csv | 241
v4 | Full | 3 | 42194az_dlext_20120607_4976_5432.csv | F:\UPOD\Cell_DLE\CSV_files_raw_nieuwe_structuur\2012\sap2_94\m06 | F:\UPOD\Cell_DLE\CSV_files_raw_nieuwe_structuur\2012\sap2_94\m06\42194az_dlext_20120607_4976_5432.csv | 457
v4 | Full | 3 | 42194az_dlext_20120608_5433_5664.csv | F:\UPOD\Cell_DLE\CSV_files_raw_nieuwe_structuur\2012\sap2_94\m06 | F:\UPOD\Cell_DLE\CSV_files_raw_nieuwe_structuur\2012\sap2_94\m06\42194az_dlext_20120608_5433_5664.csv | 232
v4 | Full | 3 | 42194az_dlext_20120609_5665_5801.csv | F:\UPOD\Cell_DLE\CSV_files_raw_nieuwe_structuur\2012\sap2_94\m06 | F:\UPOD\Cell_DLE\CSV_files_raw_nieuwe_structuur\2012\sap2_94\m06\42194az_dlext_20120609_5665_5801.csv | 137
v4 | Full | 3 | 42194az_dlext_20120610_5802_5918.csv | F:\UPOD\Cell_DLE\CSV_files_raw_nieuwe_structuur\2012\sap2_94\m06 | F:\UPOD\Cell_DLE\CSV_files_raw_nieuwe_structuur\2012\sap2_94\m06\42194az_dlext_20120610_5802_5918.csv | 117
v4 | Full | 3 | 42194az_dlext_20120611_5919_6203.csv | F:\UPOD\Cell_DLE\CSV_files_raw_nieuwe_structuur\2012\sap2_94\m06 | F:\UPOD\Cell_DLE\CSV_files_raw_nieuwe_structuur\2012\sap2_94\m06\42194az_dlext_20120611_5919_6203.csv | 285
v4 | Full | 3 | 42194az_dlext_20120612_6204_6478.csv | F:\UPOD\Cell_DLE\CSV_files_raw_nieuwe_structuur\2012\sap2_94\m06 | F:\UPOD\Cell_DLE\CSV_files_raw_nieuwe_structuur\2012\sap2_94\m06\42194az_dlext_20120612_6204_6478.csv | 275
v4 | Full | 3 | 42194az_dlext_20120613_6479_6768.csv | F:\UPOD\Cell_DLE\CSV_files_raw_nieuwe_structuur\2012\sap2_94\m06 | F:\UPOD\Cell_DLE\CSV_files_raw_nieuwe_structuur\2012\sap2_94\m06\42194az_dlext_20120613_6479_6768.csv | 290
v4 | Full | 3 | 42194az_dlext_20120614_6769_7019.csv | F:\UPOD\Cell_DLE\CSV_files_raw_nieuwe_structuur\2012\sap2_94\m06 | F:\UPOD\Cell_DLE\CSV_files_raw_nieuwe_structuur\2012\sap2_94\m06\42194az_dlext_20120614_6769_7019.csv | 251
v4 | Full | 3 | 42194az_dlext_20120615_7020_7271.csv | F:\UPOD\Cell_DLE\CSV_files_raw_nieuwe_structuur\2012\sap2_94\m06 | F:\UPOD\Cell_DLE\CSV_files_raw_nieuwe_structuur\2012\sap2_94\m06\42194az_dlext_20120615_7020_7271.csv | 252
v4 | Full | 3 | 42194az_dlext_20120616_7272_7389.csv | F:\UPOD\Cell_DLE\CSV_files_raw_nieuwe_structuur\2012\sap2_94\m06 | F:\UPOD\Cell_DLE\CSV_files_raw_nieuwe_structuur\2012\sap2_94\m06\42194az_dlext_20120616_7272_7389.csv | 118
v4 | Full | 3 | 42194az_dlext_20120617_7390_7494.csv | F:\UPOD\Cell_DLE\CSV_files_raw_nieuwe_structuur\2012\sap2_94\m06 | F:\UPOD\Cell_DLE\CSV_files_raw_nieuwe_structuur\2012\sap2_94\m06\42194az_dlext_20120617_7390_7494.csv | 105
v4 | Full | 3 | 42194az_dlext_20120618_7495_7809.csv | F:\UPOD\Cell_DLE\CSV_files_raw_nieuwe_structuur\2012\sap2_94\m06 | F:\UPOD\Cell_DLE\CSV_files_raw_nieuwe_structuur\2012\sap2_94\m06\42194az_dlext_20120618_7495_7809.csv | 315
v4 | Full | 3 | 42194az_dlext_20120619_7810_8151.csv | F:\UPOD\Cell_DLE\CSV_files_raw_nieuwe_structuur\2012\sap2_94\m06 | F:\UPOD\Cell_DLE\CSV_files_raw_nieuwe_structuur\2012\sap2_94\m06\42194az_dlext_20120619_7810_8151.csv | 342
v4 | Full | 3 | 42194az_dlext_20120620_8152_8419.csv | F:\UPOD\Cell_DLE\CSV_files_raw_nieuwe_structuur\2012\sap2_94\m06 | F:\UPOD\Cell_DLE\CSV_files_raw_nieuwe_structuur\2012\sap2_94\m06\42194az_dlext_20120620_8152_8419.csv | 268
v4 | Full | 3 | 42194az_dlext_20120621_8420_8733.csv | F:\UPOD\Cell_DLE\CSV_files_raw_nieuwe_structuur\2012\sap2_94\m06 | F:\UPOD\Cell_DLE\CSV_files_raw_nieuwe_structuur\2012\sap2_94\m06\42194az_dlext_20120621_8420_8733.csv | 314
v4 | Full | 3 | 42194az_dlext_20120622_8734_8973.csv | F:\UPOD\Cell_DLE\CSV_files_raw_nieuwe_structuur\2012\sap2_94\m06 | F:\UPOD\Cell_DLE\CSV_files_raw_nieuwe_structuur\2012\sap2_94\m06\42194az_dlext_20120622_8734_8973.csv | 240
v4 | Full | 3 | 42194az_dlext_20120623_8974_9096.csv | F:\UPOD\Cell_DLE\CSV_files_raw_nieuwe_structuur\2012\sap2_94\m06 | F:\UPOD\Cell_DLE\CSV_files_raw_nieuwe_structuur\2012\sap2_94\m06\42194az_dlext_20120623_8974_9096.csv | 123
v4 | Full | 3 | 42194az_dlext_20120624_9097_9199.csv | F:\UPOD\Cell_DLE\CSV_files_raw_nieuwe_structuur\2012\sap2_94\m06 | F:\UPOD\Cell_DLE\CSV_files_raw_nieuwe_structuur\2012\sap2_94\m06\42194az_dlext_20120624_9097_9199.csv | 103
v4 | Full | 3 | 42194az_dlext_20120625_9200_9517.csv | F:\UPOD\Cell_DLE\CSV_files_raw_nieuwe_structuur\2012\sap2_94\m06 | F:\UPOD\Cell_DLE\CSV_files_raw_nieuwe_structuur\2012\sap2_94\m06\42194az_dlext_20120625_9200_9517.csv | 318
v4 | Full | 3 | 42194az_dlext_20120626_9518_9765.csv | F:\UPOD\Cell_DLE\CSV_files_raw_nieuwe_structuur\2012\sap2_94\m06 | F:\UPOD\Cell_DLE\CSV_files_raw_nieuwe_structuur\2012\sap2_94\m06\42194az_dlext_20120626_9518_9765.csv | 248
v4 | Full | 3 | 42194az_dlext_20120627_9766_9997.csv | F:\UPOD\Cell_DLE\CSV_files_raw_nieuwe_structuur\2012\sap2_94\m06 | F:\UPOD\Cell_DLE\CSV_files_raw_nieuwe_structuur\2012\sap2_94\m06\42194az_dlext_20120627_9766_9997.csv | 232
v4 | Full | 3 | 42194az_dlext_20120628_9998_0342.csv | F:\UPOD\Cell_DLE\CSV_files_raw_nieuwe_structuur\2012\sap2_94\m06 | F:\UPOD\Cell_DLE\CSV_files_raw_nieuwe_structuur\2012\sap2_94\m06\42194az_dlext_20120628_9998_0342.csv | 345
v4 | Full | 3 | 42194az_dlext_20120629_0343_0625.csv | F:\UPOD\Cell_DLE\CSV_files_raw_nieuwe_structuur\2012\sap2_94\m06 | F:\UPOD\Cell_DLE\CSV_files_raw_nieuwe_structuur\2012\sap2_94\m06\42194az_dlext_20120629_0343_0625.csv | 283
v4 | Full | 3 | 42194az_dlext_20120630_0626_0754.csv | F:\UPOD\Cell_DLE\CSV_files_raw_nieuwe_structuur\2012\sap2_94\m06 | F:\UPOD\Cell_DLE\CSV_files_raw_nieuwe_structuur\2012\sap2_94\m06\42194az_dlext_20120630_0626_0754.csv | 129
v4 | Full | 3 | 42194az_dlext_20120701_0755_0851.csv | F:\UPOD\Cell_DLE\CSV_files_raw_nieuwe_structuur\2012\sap2_94\m07 | F:\UPOD\Cell_DLE\CSV_files_raw_nieuwe_structuur\2012\sap2_94\m07\42194az_dlext_20120701_0755_0851.csv | 97
v4 | Full | 3 | 42194az_dlext_20120702_0852_1141.csv | F:\UPOD\Cell_DLE\CSV_files_raw_nieuwe_structuur\2012\sap2_94\m07 | F:\UPOD\Cell_DLE\CSV_files_raw_nieuwe_structuur\2012\sap2_94\m07\42194az_dlext_20120702_0852_1141.csv | 290
v4 | Full | 3 | 42194az_dlext_20120703_1142_1389.csv | F:\UPOD\Cell_DLE\CSV_files_raw_nieuwe_structuur\2012\sap2_94\m07 | F:\UPOD\Cell_DLE\CSV_files_raw_nieuwe_structuur\2012\sap2_94\m07\42194az_dlext_20120703_1142_1389.csv | 248
v4 | Full | 3 | 42194az_dlext_20120704_1390_1695.csv | F:\UPOD\Cell_DLE\CSV_files_raw_nieuwe_structuur\2012\sap2_94\m07 | F:\UPOD\Cell_DLE\CSV_files_raw_nieuwe_structuur\2012\sap2_94\m07\42194az_dlext_20120704_1390_1695.csv | 306
v4 | Full | 3 | 42194az_dlext_20120705_1696_1987.csv | F:\UPOD\Cell_DLE\CSV_files_raw_nieuwe_structuur\2012\sap2_94\m07 | F:\UPOD\Cell_DLE\CSV_files_raw_nieuwe_structuur\2012\sap2_94\m07\42194az_dlext_20120705_1696_1987.csv | 292
v4 | Full | 3 | 42194az_dlext_20120706_1988_2238.csv | F:\UPOD\Cell_DLE\CSV_files_raw_nieuwe_structuur\2012\sap2_94\m07 | F:\UPOD\Cell_DLE\CSV_files_raw_nieuwe_structuur\2012\sap2_94\m07\42194az_dlext_20120706_1988_2238.csv | 251
v4 | Full | 3 | 42194az_dlext_20120707_2239_2338.csv | F:\UPOD\Cell_DLE\CSV_files_raw_nieuwe_structuur\2012\sap2_94\m07 | F:\UPOD\Cell_DLE\CSV_files_raw_nieuwe_structuur\2012\sap2_94\m07\42194az_dlext_20120707_2239_2338.csv | 100
v4 | Full | 3 | 42194az_dlext_20120708_2339_2434.csv | F:\UPOD\Cell_DLE\CSV_files_raw_nieuwe_structuur\2012\sap2_94\m07 | F:\UPOD\Cell_DLE\CSV_files_raw_nieuwe_structuur\2012\sap2_94\m07\42194az_dlext_20120708_2339_2434.csv | 96
v4 | Full | 3 | 42194az_dlext_20120709_2435_2717.csv | F:\UPOD\Cell_DLE\CSV_files_raw_nieuwe_structuur\2012\sap2_94\m07 | F:\UPOD\Cell_DLE\CSV_files_raw_nieuwe_structuur\2012\sap2_94\m07\42194az_dlext_20120709_2435_2717.csv | 283
v4 | Full | 3 | 42194az_dlext_20120710_2718_2938.csv | F:\UPOD\Cell_DLE\CSV_files_raw_nieuwe_structuur\2012\sap2_94\m07 | F:\UPOD\Cell_DLE\CSV_files_raw_nieuwe_structuur\2012\sap2_94\m07\42194az_dlext_20120710_2718_2938.csv | 221
v4 | Full | 3 | 42194az_dlext_20120711_2939_3223.csv | F:\UPOD\Cell_DLE\CSV_files_raw_nieuwe_structuur\2012\sap2_94\m07 | F:\UPOD\Cell_DLE\CSV_files_raw_nieuwe_structuur\2012\sap2_94\m07\42194az_dlext_20120711_2939_3223.csv | 285
v4 | Full | 3 | 42194az_dlext_20120712_3224_3544.csv | F:\UPOD\Cell_DLE\CSV_files_raw_nieuwe_structuur\2012\sap2_94\m07 | F:\UPOD\Cell_DLE\CSV_files_raw_nieuwe_structuur\2012\sap2_94\m07\42194az_dlext_20120712_3224_3544.csv | 321
v4 | Full | 3 | 42194az_dlext_20120713_3545_3786.csv | F:\UPOD\Cell_DLE\CSV_files_raw_nieuwe_structuur\2012\sap2_94\m07 | F:\UPOD\Cell_DLE\CSV_files_raw_nieuwe_structuur\2012\sap2_94\m07\42194az_dlext_20120713_3545_3786.csv | 242
v4 | Full | 3 | 42194az_dlext_20120714_3787_3925.csv | F:\UPOD\Cell_DLE\CSV_files_raw_nieuwe_structuur\2012\sap2_94\m07 | F:\UPOD\Cell_DLE\CSV_files_raw_nieuwe_structuur\2012\sap2_94\m07\42194az_dlext_20120714_3787_3925.csv | 139
v4 | Full | 3 | 42194az_dlext_20120715_3926_4036.csv | F:\UPOD\Cell_DLE\CSV_files_raw_nieuwe_structuur\2012\sap2_94\m07 | F:\UPOD\Cell_DLE\CSV_files_raw_nieuwe_structuur\2012\sap2_94\m07\42194az_dlext_20120715_3926_4036.csv | 111
v4 | Full | 3 | 42194az_dlext_20120716_4037_4275.csv | F:\UPOD\Cell_DLE\CSV_files_raw_nieuwe_structuur\2012\sap2_94\m07 | F:\UPOD\Cell_DLE\CSV_files_raw_nieuwe_structuur\2012\sap2_94\m07\42194az_dlext_20120716_4037_4275.csv | 239
v4 | Full | 3 | 42194az_dlext_20120717_4276_4541.csv | F:\UPOD\Cell_DLE\CSV_files_raw_nieuwe_structuur\2012\sap2_94\m07 | F:\UPOD\Cell_DLE\CSV_files_raw_nieuwe_structuur\2012\sap2_94\m07\42194az_dlext_20120717_4276_4541.csv | 266
v4 | Full | 3 | 42194az_dlext_20120718_4542_4759.csv | F:\UPOD\Cell_DLE\CSV_files_raw_nieuwe_structuur\2012\sap2_94\m07 | F:\UPOD\Cell_DLE\CSV_files_raw_nieuwe_structuur\2012\sap2_94\m07\42194az_dlext_20120718_4542_4759.csv | 218
v4 | Full | 3 | 42194az_dlext_20120719_4760_5017.csv | F:\UPOD\Cell_DLE\CSV_files_raw_nieuwe_structuur\2012\sap2_94\m07 | F:\UPOD\Cell_DLE\CSV_files_raw_nieuwe_structuur\2012\sap2_94\m07\42194az_dlext_20120719_4760_5017.csv | 258
v4 | Full | 3 | 42194az_dlext_20120720_5018_5235.csv | F:\UPOD\Cell_DLE\CSV_files_raw_nieuwe_structuur\2012\sap2_94\m07 | F:\UPOD\Cell_DLE\CSV_files_raw_nieuwe_structuur\2012\sap2_94\m07\42194az_dlext_20120720_5018_5235.csv | 218
v4 | Full | 3 | 42194az_dlext_20120721_5236_5339.csv | F:\UPOD\Cell_DLE\CSV_files_raw_nieuwe_structuur\2012\sap2_94\m07 | F:\UPOD\Cell_DLE\CSV_files_raw_nieuwe_structuur\2012\sap2_94\m07\42194az_dlext_20120721_5236_5339.csv | 104
v4 | Full | 3 | 42194az_dlext_20120722_5340_5452.csv | F:\UPOD\Cell_DLE\CSV_files_raw_nieuwe_structuur\2012\sap2_94\m07 | F:\UPOD\Cell_DLE\CSV_files_raw_nieuwe_structuur\2012\sap2_94\m07\42194az_dlext_20120722_5340_5452.csv | 113
v4 | Full | 3 | 42194az_dlext_20120723_5453_5756.csv | F:\UPOD\Cell_DLE\CSV_files_raw_nieuwe_structuur\2012\sap2_94\m07 | F:\UPOD\Cell_DLE\CSV_files_raw_nieuwe_structuur\2012\sap2_94\m07\42194az_dlext_20120723_5453_5756.csv | 304
v4 | Full | 3 | 42194az_dlext_20120724_5757_5977.csv | F:\UPOD\Cell_DLE\CSV_files_raw_nieuwe_structuur\2012\sap2_94\m07 | F:\UPOD\Cell_DLE\CSV_files_raw_nieuwe_structuur\2012\sap2_94\m07\42194az_dlext_20120724_5757_5977.csv | 221
v4 | Full | 3 | 42194az_dlext_20120725_5978_6265.csv | F:\UPOD\Cell_DLE\CSV_files_raw_nieuwe_structuur\2012\sap2_94\m07 | F:\UPOD\Cell_DLE\CSV_files_raw_nieuwe_structuur\2012\sap2_94\m07\42194az_dlext_20120725_5978_6265.csv | 288
v4 | Full | 3 | 42194az_dlext_20120726_6266_6688.csv | F:\UPOD\Cell_DLE\CSV_files_raw_nieuwe_structuur\2012\sap2_94\m07 | F:\UPOD\Cell_DLE\CSV_files_raw_nieuwe_structuur\2012\sap2_94\m07\42194az_dlext_20120726_6266_6688.csv | 423
v4 | Full | 3 | 42194az_dlext_20120727_6689_6907.csv | F:\UPOD\Cell_DLE\CSV_files_raw_nieuwe_structuur\2012\sap2_94\m07 | F:\UPOD\Cell_DLE\CSV_files_raw_nieuwe_structuur\2012\sap2_94\m07\42194az_dlext_20120727_6689_6907.csv | 219
v4 | Full | 3 | 42194az_dlext_20120728_6908_7024.csv | F:\UPOD\Cell_DLE\CSV_files_raw_nieuwe_structuur\2012\sap2_94\m07 | F:\UPOD\Cell_DLE\CSV_files_raw_nieuwe_structuur\2012\sap2_94\m07\42194az_dlext_20120728_6908_7024.csv | 117
v4 | Full | 3 | 42194az_dlext_20120729_7025_7127.csv | F:\UPOD\Cell_DLE\CSV_files_raw_nieuwe_structuur\2012\sap2_94\m07 | F:\UPOD\Cell_DLE\CSV_files_raw_nieuwe_structuur\2012\sap2_94\m07\42194az_dlext_20120729_7025_7127.csv | 103
v4 | Full | 3 | 42194az_dlext_20120730_7128_7359.csv | F:\UPOD\Cell_DLE\CSV_files_raw_nieuwe_structuur\2012\sap2_94\m07 | F:\UPOD\Cell_DLE\CSV_files_raw_nieuwe_structuur\2012\sap2_94\m07\42194az_dlext_20120730_7128_7359.csv | 232
v4 | Full | 3 | 42194az_dlext_20120731_7360_7564.csv | F:\UPOD\Cell_DLE\CSV_files_raw_nieuwe_structuur\2012\sap2_94\m07 | F:\UPOD\Cell_DLE\CSV_files_raw_nieuwe_structuur\2012\sap2_94\m07\42194az_dlext_20120731_7360_7564.csv | 205
v4 | Full | 3 | 42194az_dlext_20120801_7565_7780.csv | F:\UPOD\Cell_DLE\CSV_files_raw_nieuwe_structuur\2012\sap2_94\m08 | F:\UPOD\Cell_DLE\CSV_files_raw_nieuwe_structuur\2012\sap2_94\m08\42194az_dlext_20120801_7565_7780.csv | 216
v4 | Full | 3 | 42194az_dlext_20120802_7781_8046.csv | F:\UPOD\Cell_DLE\CSV_files_raw_nieuwe_structuur\2012\sap2_94\m08 | F:\UPOD\Cell_DLE\CSV_files_raw_nieuwe_structuur\2012\sap2_94\m08\42194az_dlext_20120802_7781_8046.csv | 266
v4 | Full | 3 | 42194az_dlext_20120803_8047_8301.csv | F:\UPOD\Cell_DLE\CSV_files_raw_nieuwe_structuur\2012\sap2_94\m08 | F:\UPOD\Cell_DLE\CSV_files_raw_nieuwe_structuur\2012\sap2_94\m08\42194az_dlext_20120803_8047_8301.csv | 255
v4 | Full | 3 | 42194az_dlext_20120804_8302_8404.csv | F:\UPOD\Cell_DLE\CSV_files_raw_nieuwe_structuur\2012\sap2_94\m08 | F:\UPOD\Cell_DLE\CSV_files_raw_nieuwe_structuur\2012\sap2_94\m08\42194az_dlext_20120804_8302_8404.csv | 103
v4 | Full | 3 | 42194az_dlext_20120805_8405_8470.csv | F:\UPOD\Cell_DLE\CSV_files_raw_nieuwe_structuur\2012\sap2_94\m08 | F:\UPOD\Cell_DLE\CSV_files_raw_nieuwe_structuur\2012\sap2_94\m08\42194az_dlext_20120805_8405_8470.csv | 66
v4 | Full | 3 | 42194az_dlext_20120806_8471_8743.csv | F:\UPOD\Cell_DLE\CSV_files_raw_nieuwe_structuur\2012\sap2_94\m08 | F:\UPOD\Cell_DLE\CSV_files_raw_nieuwe_structuur\2012\sap2_94\m08\42194az_dlext_20120806_8471_8743.csv | 273
v4 | Full | 3 | 42194az_dlext_20120807_8744_9028.csv | F:\UPOD\Cell_DLE\CSV_files_raw_nieuwe_structuur\2012\sap2_94\m08 | F:\UPOD\Cell_DLE\CSV_files_raw_nieuwe_structuur\2012\sap2_94\m08\42194az_dlext_20120807_8744_9028.csv | 285
v4 | Full | 3 | 42194az_dlext_20120808_9029_9261.csv | F:\UPOD\Cell_DLE\CSV_files_raw_nieuwe_structuur\2012\sap2_94\m08 | F:\UPOD\Cell_DLE\CSV_files_raw_nieuwe_structuur\2012\sap2_94\m08\42194az_dlext_20120808_9029_9261.csv | 233
v4 | Full | 3 | 42194az_dlext_20120809_9262_9546.csv | F:\UPOD\Cell_DLE\CSV_files_raw_nieuwe_structuur\2012\sap2_94\m08 | F:\UPOD\Cell_DLE\CSV_files_raw_nieuwe_structuur\2012\sap2_94\m08\42194az_dlext_20120809_9262_9546.csv | 285
v4 | Full | 3 | 42194az_dlext_20120810_9547_9796.csv | F:\UPOD\Cell_DLE\CSV_files_raw_nieuwe_structuur\2012\sap2_94\m08 | F:\UPOD\Cell_DLE\CSV_files_raw_nieuwe_structuur\2012\sap2_94\m08\42194az_dlext_20120810_9547_9796.csv | 250
v4 | Full | 3 | 42194az_dlext_20120811_9797_9941.csv | F:\UPOD\Cell_DLE\CSV_files_raw_nieuwe_structuur\2012\sap2_94\m08 | F:\UPOD\Cell_DLE\CSV_files_raw_nieuwe_structuur\2012\sap2_94\m08\42194az_dlext_20120811_9797_9941.csv | 145
v4 | Full | 3 | 42194az_dlext_20120812_9942_0023.csv | F:\UPOD\Cell_DLE\CSV_files_raw_nieuwe_structuur\2012\sap2_94\m08 | F:\UPOD\Cell_DLE\CSV_files_raw_nieuwe_structuur\2012\sap2_94\m08\42194az_dlext_20120812_9942_0023.csv | 82
v4 | Full | 3 | 42194az_dlext_20120813_0024_0249.csv | F:\UPOD\Cell_DLE\CSV_files_raw_nieuwe_structuur\2012\sap2_94\m08 | F:\UPOD\Cell_DLE\CSV_files_raw_nieuwe_structuur\2012\sap2_94\m08\42194az_dlext_20120813_0024_0249.csv | 226
v4 | Full | 3 | 42194az_dlext_20120814_0250_0437.csv | F:\UPOD\Cell_DLE\CSV_files_raw_nieuwe_structuur\2012\sap2_94\m08 | F:\UPOD\Cell_DLE\CSV_files_raw_nieuwe_structuur\2012\sap2_94\m08\42194az_dlext_20120814_0250_0437.csv | 188
v4 | Full | 3 | 42194az_dlext_20120815_0438_0653.csv | F:\UPOD\Cell_DLE\CSV_files_raw_nieuwe_structuur\2012\sap2_94\m08 | F:\UPOD\Cell_DLE\CSV_files_raw_nieuwe_structuur\2012\sap2_94\m08\42194az_dlext_20120815_0438_0653.csv | 216
v4 | Full | 3 | 42194az_dlext_20120816_0654_0927.csv | F:\UPOD\Cell_DLE\CSV_files_raw_nieuwe_structuur\2012\sap2_94\m08 | F:\UPOD\Cell_DLE\CSV_files_raw_nieuwe_structuur\2012\sap2_94\m08\42194az_dlext_20120816_0654_0927.csv | 274
v4 | Full | 3 | 42194az_dlext_20120817_0928_1153.csv | F:\UPOD\Cell_DLE\CSV_files_raw_nieuwe_structuur\2012\sap2_94\m08 | F:\UPOD\Cell_DLE\CSV_files_raw_nieuwe_structuur\2012\sap2_94\m08\42194az_dlext_20120817_0928_1153.csv | 226
v4 | Full | 3 | 42194az_dlext_20120818_1154_1247.csv | F:\UPOD\Cell_DLE\CSV_files_raw_nieuwe_structuur\2012\sap2_94\m08 | F:\UPOD\Cell_DLE\CSV_files_raw_nieuwe_structuur\2012\sap2_94\m08\42194az_dlext_20120818_1154_1247.csv | 94
v4 | Full | 3 | 42194az_dlext_20120819_1248_1342.csv | F:\UPOD\Cell_DLE\CSV_files_raw_nieuwe_structuur\2012\sap2_94\m08 | F:\UPOD\Cell_DLE\CSV_files_raw_nieuwe_structuur\2012\sap2_94\m08\42194az_dlext_20120819_1248_1342.csv | 95
v4 | Full | 3 | 42194az_dlext_20120820_1343_1587.csv | F:\UPOD\Cell_DLE\CSV_files_raw_nieuwe_structuur\2012\sap2_94\m08 | F:\UPOD\Cell_DLE\CSV_files_raw_nieuwe_structuur\2012\sap2_94\m08\42194az_dlext_20120820_1343_1587.csv | 245
v4 | Full | 3 | 42194az_dlext_20120821_1588_1885.csv | F:\UPOD\Cell_DLE\CSV_files_raw_nieuwe_structuur\2012\sap2_94\m08 | F:\UPOD\Cell_DLE\CSV_files_raw_nieuwe_structuur\2012\sap2_94\m08\42194az_dlext_20120821_1588_1885.csv | 298
v4 | Full | 3 | 42194az_dlext_20120822_1886_2182.csv | F:\UPOD\Cell_DLE\CSV_files_raw_nieuwe_structuur\2012\sap2_94\m08 | F:\UPOD\Cell_DLE\CSV_files_raw_nieuwe_structuur\2012\sap2_94\m08\42194az_dlext_20120822_1886_2182.csv | 297
v4 | Full | 3 | 42194az_dlext_20120823_2183_2452.csv | F:\UPOD\Cell_DLE\CSV_files_raw_nieuwe_structuur\2012\sap2_94\m08 | F:\UPOD\Cell_DLE\CSV_files_raw_nieuwe_structuur\2012\sap2_94\m08\42194az_dlext_20120823_2183_2452.csv | 270
v4 | Full | 3 | 42194az_dlext_20120824_2453_2671.csv | F:\UPOD\Cell_DLE\CSV_files_raw_nieuwe_structuur\2012\sap2_94\m08 | F:\UPOD\Cell_DLE\CSV_files_raw_nieuwe_structuur\2012\sap2_94\m08\42194az_dlext_20120824_2453_2671.csv | 219
v4 | Full | 3 | 42194az_dlext_20120825_2672_2841.csv | F:\UPOD\Cell_DLE\CSV_files_raw_nieuwe_structuur\2012\sap2_94\m08 | F:\UPOD\Cell_DLE\CSV_files_raw_nieuwe_structuur\2012\sap2_94\m08\42194az_dlext_20120825_2672_2841.csv | 170
v4 | Full | 3 | 42194az_dlext_20120826_2842_2981.csv | F:\UPOD\Cell_DLE\CSV_files_raw_nieuwe_structuur\2012\sap2_94\m08 | F:\UPOD\Cell_DLE\CSV_files_raw_nieuwe_structuur\2012\sap2_94\m08\42194az_dlext_20120826_2842_2981.csv | 140
v4 | Full | 3 | 42194az_dlext_20120827_2982_3246.csv | F:\UPOD\Cell_DLE\CSV_files_raw_nieuwe_structuur\2012\sap2_94\m08 | F:\UPOD\Cell_DLE\CSV_files_raw_nieuwe_structuur\2012\sap2_94\m08\42194az_dlext_20120827_2982_3246.csv | 265
v4 | Full | 3 | 42194az_dlext_20120828_3247_3511.csv | F:\UPOD\Cell_DLE\CSV_files_raw_nieuwe_structuur\2012\sap2_94\m08 | F:\UPOD\Cell_DLE\CSV_files_raw_nieuwe_structuur\2012\sap2_94\m08\42194az_dlext_20120828_3247_3511.csv | 265
v4 | Full | 3 | 42194az_dlext_20120829_3512_3780.csv | F:\UPOD\Cell_DLE\CSV_files_raw_nieuwe_structuur\2012\sap2_94\m08 | F:\UPOD\Cell_DLE\CSV_files_raw_nieuwe_structuur\2012\sap2_94\m08\42194az_dlext_20120829_3512_3780.csv | 269
v4 | Full | 3 | 42194az_dlext_20120830_3781_4072.csv | F:\UPOD\Cell_DLE\CSV_files_raw_nieuwe_structuur\2012\sap2_94\m08 | F:\UPOD\Cell_DLE\CSV_files_raw_nieuwe_structuur\2012\sap2_94\m08\42194az_dlext_20120830_3781_4072.csv | 292
v4 | Full | 3 | 42194az_dlext_20120831_4073_4305.csv | F:\UPOD\Cell_DLE\CSV_files_raw_nieuwe_structuur\2012\sap2_94\m08 | F:\UPOD\Cell_DLE\CSV_files_raw_nieuwe_structuur\2012\sap2_94\m08\42194az_dlext_20120831_4073_4305.csv | 233
v4 | Full | 3 | 42194az_dlext_20120901_4306_4396.csv | F:\UPOD\Cell_DLE\CSV_files_raw_nieuwe_structuur\2012\sap2_94\m09 | F:\UPOD\Cell_DLE\CSV_files_raw_nieuwe_structuur\2012\sap2_94\m09\42194az_dlext_20120901_4306_4396.csv | 91
v4 | Full | 3 | 42194az_dlext_20120902_4397_4521.csv | F:\UPOD\Cell_DLE\CSV_files_raw_nieuwe_structuur\2012\sap2_94\m09 | F:\UPOD\Cell_DLE\CSV_files_raw_nieuwe_structuur\2012\sap2_94\m09\42194az_dlext_20120902_4397_4521.csv | 125
v4 | Full | 3 | 42194az_dlext_20120903_4522_4862.csv | F:\UPOD\Cell_DLE\CSV_files_raw_nieuwe_structuur\2012\sap2_94\m09 | F:\UPOD\Cell_DLE\CSV_files_raw_nieuwe_structuur\2012\sap2_94\m09\42194az_dlext_20120903_4522_4862.csv | 341
v4 | Full | 3 | 42194az_dlext_20120904_4863_5116.csv | F:\UPOD\Cell_DLE\CSV_files_raw_nieuwe_structuur\2012\sap2_94\m09 | F:\UPOD\Cell_DLE\CSV_files_raw_nieuwe_structuur\2012\sap2_94\m09\42194az_dlext_20120904_4863_5116.csv | 254
v4 | Full | 3 | 42194az_dlext_20120905_5117_5381.csv | F:\UPOD\Cell_DLE\CSV_files_raw_nieuwe_structuur\2012\sap2_94\m09 | F:\UPOD\Cell_DLE\CSV_files_raw_nieuwe_structuur\2012\sap2_94\m09\42194az_dlext_20120905_5117_5381.csv | 265
v4 | Full | 3 | 42194az_dlext_20120906_5382_5679.csv | F:\UPOD\Cell_DLE\CSV_files_raw_nieuwe_structuur\2012\sap2_94\m09 | F:\UPOD\Cell_DLE\CSV_files_raw_nieuwe_structuur\2012\sap2_94\m09\42194az_dlext_20120906_5382_5679.csv | 298
v4 | Full | 3 | 42194az_dlext_20120907_5680_5946.csv | F:\UPOD\Cell_DLE\CSV_files_raw_nieuwe_structuur\2012\sap2_94\m09 | F:\UPOD\Cell_DLE\CSV_files_raw_nieuwe_structuur\2012\sap2_94\m09\42194az_dlext_20120907_5680_5946.csv | 267
v4 | Full | 3 | 42194az_dlext_20120908_5947_6052.csv | F:\UPOD\Cell_DLE\CSV_files_raw_nieuwe_structuur\2012\sap2_94\m09 | F:\UPOD\Cell_DLE\CSV_files_raw_nieuwe_structuur\2012\sap2_94\m09\42194az_dlext_20120908_5947_6052.csv | 106
v4 | Full | 3 | 42194az_dlext_20120909_6053_6167.csv | F:\UPOD\Cell_DLE\CSV_files_raw_nieuwe_structuur\2012\sap2_94\m09 | F:\UPOD\Cell_DLE\CSV_files_raw_nieuwe_structuur\2012\sap2_94\m09\42194az_dlext_20120909_6053_6167.csv | 115
v4 | Full | 3 | 42194az_dlext_20120910_6168_6490.csv | F:\UPOD\Cell_DLE\CSV_files_raw_nieuwe_structuur\2012\sap2_94\m09 | F:\UPOD\Cell_DLE\CSV_files_raw_nieuwe_structuur\2012\sap2_94\m09\42194az_dlext_20120910_6168_6490.csv | 323
v4 | Full | 3 | 42194az_dlext_20120911_6491_6756.csv | F:\UPOD\Cell_DLE\CSV_files_raw_nieuwe_structuur\2012\sap2_94\m09 | F:\UPOD\Cell_DLE\CSV_files_raw_nieuwe_structuur\2012\sap2_94\m09\42194az_dlext_20120911_6491_6756.csv | 266
v4 | Full | 3 | 42194az_dlext_20120912_6757_7110.csv | F:\UPOD\Cell_DLE\CSV_files_raw_nieuwe_structuur\2012\sap2_94\m09 | F:\UPOD\Cell_DLE\CSV_files_raw_nieuwe_structuur\2012\sap2_94\m09\42194az_dlext_20120912_6757_7110.csv | 354
v4 | Full | 3 | 42194az_dlext_20120913_7111_7424.csv | F:\UPOD\Cell_DLE\CSV_files_raw_nieuwe_structuur\2012\sap2_94\m09 | F:\UPOD\Cell_DLE\CSV_files_raw_nieuwe_structuur\2012\sap2_94\m09\42194az_dlext_20120913_7111_7424.csv | 314
v4 | Full | 3 | 42194az_dlext_20120914_7425_7647.csv | F:\UPOD\Cell_DLE\CSV_files_raw_nieuwe_structuur\2012\sap2_94\m09 | F:\UPOD\Cell_DLE\CSV_files_raw_nieuwe_structuur\2012\sap2_94\m09\42194az_dlext_20120914_7425_7647.csv | 223
v4 | Full | 3 | 42194az_dlext_20120915_7648_7774.csv | F:\UPOD\Cell_DLE\CSV_files_raw_nieuwe_structuur\2012\sap2_94\m09 | F:\UPOD\Cell_DLE\CSV_files_raw_nieuwe_structuur\2012\sap2_94\m09\42194az_dlext_20120915_7648_7774.csv | 127
v4 | Full | 3 | 42194az_dlext_20120916_7775_7919.csv | F:\UPOD\Cell_DLE\CSV_files_raw_nieuwe_structuur\2012\sap2_94\m09 | F:\UPOD\Cell_DLE\CSV_files_raw_nieuwe_structuur\2012\sap2_94\m09\42194az_dlext_20120916_7775_7919.csv | 145
v4 | Full | 3 | 42194az_dlext_20120917_7920_8264.csv | F:\UPOD\Cell_DLE\CSV_files_raw_nieuwe_structuur\2012\sap2_94\m09 | F:\UPOD\Cell_DLE\CSV_files_raw_nieuwe_structuur\2012\sap2_94\m09\42194az_dlext_20120917_7920_8264.csv | 345
v4 | Full | 3 | 42194az_dlext_20120918_8265_8545.csv | F:\UPOD\Cell_DLE\CSV_files_raw_nieuwe_structuur\2012\sap2_94\m09 | F:\UPOD\Cell_DLE\CSV_files_raw_nieuwe_structuur\2012\sap2_94\m09\42194az_dlext_20120918_8265_8545.csv | 281
v4 | Full | 3 | 42194az_dlext_20120919_8546_8818.csv | F:\UPOD\Cell_DLE\CSV_files_raw_nieuwe_structuur\2012\sap2_94\m09 | F:\UPOD\Cell_DLE\CSV_files_raw_nieuwe_structuur\2012\sap2_94\m09\42194az_dlext_20120919_8546_8818.csv | 273
v4 | Full | 3 | 42194az_dlext_20120920_8819_9095.csv | F:\UPOD\Cell_DLE\CSV_files_raw_nieuwe_structuur\2012\sap2_94\m09 | F:\UPOD\Cell_DLE\CSV_files_raw_nieuwe_structuur\2012\sap2_94\m09\42194az_dlext_20120920_8819_9095.csv | 277
v4 | Full | 3 | 42194az_dlext_20120921_9096_9359.csv | F:\UPOD\Cell_DLE\CSV_files_raw_nieuwe_structuur\2012\sap2_94\m09 | F:\UPOD\Cell_DLE\CSV_files_raw_nieuwe_structuur\2012\sap2_94\m09\42194az_dlext_20120921_9096_9359.csv | 264
v4 | Full | 3 | 42194az_dlext_20120922_9360_9435.csv | F:\UPOD\Cell_DLE\CSV_files_raw_nieuwe_structuur\2012\sap2_94\m09 | F:\UPOD\Cell_DLE\CSV_files_raw_nieuwe_structuur\2012\sap2_94\m09\42194az_dlext_20120922_9360_9435.csv | 76
v4 | Full | 3 | 42194az_dlext_20120923_9436_9545.csv | F:\UPOD\Cell_DLE\CSV_files_raw_nieuwe_structuur\2012\sap2_94\m09 | F:\UPOD\Cell_DLE\CSV_files_raw_nieuwe_structuur\2012\sap2_94\m09\42194az_dlext_20120923_9436_9545.csv | 110
v4 | Full | 3 | 42194az_dlext_20120924_9546_9896.csv | F:\UPOD\Cell_DLE\CSV_files_raw_nieuwe_structuur\2012\sap2_94\m09 | F:\UPOD\Cell_DLE\CSV_files_raw_nieuwe_structuur\2012\sap2_94\m09\42194az_dlext_20120924_9546_9896.csv | 351
v4 | Full | 3 | 42194az_dlext_20120925_9897_0108.csv | F:\UPOD\Cell_DLE\CSV_files_raw_nieuwe_structuur\2012\sap2_94\m09 | F:\UPOD\Cell_DLE\CSV_files_raw_nieuwe_structuur\2012\sap2_94\m09\42194az_dlext_20120925_9897_0108.csv | 212
v4 | Full | 3 | 42194az_dlext_20120926_0109_0313.csv | F:\UPOD\Cell_DLE\CSV_files_raw_nieuwe_structuur\2012\sap2_94\m09 | F:\UPOD\Cell_DLE\CSV_files_raw_nieuwe_structuur\2012\sap2_94\m09\42194az_dlext_20120926_0109_0313.csv | 205
v4 | Full | 3 | 42194az_dlext_20120927_0314_0578.csv | F:\UPOD\Cell_DLE\CSV_files_raw_nieuwe_structuur\2012\sap2_94\m09 | F:\UPOD\Cell_DLE\CSV_files_raw_nieuwe_structuur\2012\sap2_94\m09\42194az_dlext_20120927_0314_0578.csv | 265
v4 | Full | 3 | 42194az_dlext_20120928_0579_0773.csv | F:\UPOD\Cell_DLE\CSV_files_raw_nieuwe_structuur\2012\sap2_94\m09 | F:\UPOD\Cell_DLE\CSV_files_raw_nieuwe_structuur\2012\sap2_94\m09\42194az_dlext_20120928_0579_0773.csv | 195
v4 | Full | 3 | 42194az_dlext_20120929_0774_0885.csv | F:\UPOD\Cell_DLE\CSV_files_raw_nieuwe_structuur\2012\sap2_94\m09 | F:\UPOD\Cell_DLE\CSV_files_raw_nieuwe_structuur\2012\sap2_94\m09\42194az_dlext_20120929_0774_0885.csv | 112
v4 | Full | 3 | 42194az_dlext_20120930_0886_0984.csv | F:\UPOD\Cell_DLE\CSV_files_raw_nieuwe_structuur\2012\sap2_94\m09 | F:\UPOD\Cell_DLE\CSV_files_raw_nieuwe_structuur\2012\sap2_94\m09\42194az_dlext_20120930_0886_0984.csv | 99
v4 | Full | 3 | 42194az_dlext_20121001_0985_1311.csv | F:\UPOD\Cell_DLE\CSV_files_raw_nieuwe_structuur\2012\sap2_94\m10 | F:\UPOD\Cell_DLE\CSV_files_raw_nieuwe_structuur\2012\sap2_94\m10\42194az_dlext_20121001_0985_1311.csv | 327
v4 | Full | 3 | 42194az_dlext_20121002_1312_1602.csv | F:\UPOD\Cell_DLE\CSV_files_raw_nieuwe_structuur\2012\sap2_94\m10 | F:\UPOD\Cell_DLE\CSV_files_raw_nieuwe_structuur\2012\sap2_94\m10\42194az_dlext_20121002_1312_1602.csv | 291
v4 | Full | 3 | 42194az_dlext_20121003_1603_1838.csv | F:\UPOD\Cell_DLE\CSV_files_raw_nieuwe_structuur\2012\sap2_94\m10 | F:\UPOD\Cell_DLE\CSV_files_raw_nieuwe_structuur\2012\sap2_94\m10\42194az_dlext_20121003_1603_1838.csv | 236
v4 | Full | 3 | 42194az_dlext_20121004_1839_2256.csv | F:\UPOD\Cell_DLE\CSV_files_raw_nieuwe_structuur\2012\sap2_94\m10 | F:\UPOD\Cell_DLE\CSV_files_raw_nieuwe_structuur\2012\sap2_94\m10\42194az_dlext_20121004_1839_2256.csv | 418
v4 | Full | 3 | 42194az_dlext_20121005_2257_2466.csv | F:\UPOD\Cell_DLE\CSV_files_raw_nieuwe_structuur\2012\sap2_94\m10 | F:\UPOD\Cell_DLE\CSV_files_raw_nieuwe_structuur\2012\sap2_94\m10\42194az_dlext_20121005_2257_2466.csv | 210
v4 | Full | 3 | 42194az_dlext_20121006_2467_2582.csv | F:\UPOD\Cell_DLE\CSV_files_raw_nieuwe_structuur\2012\sap2_94\m10 | F:\UPOD\Cell_DLE\CSV_files_raw_nieuwe_structuur\2012\sap2_94\m10\42194az_dlext_20121006_2467_2582.csv | 116
v4 | Full | 3 | 42194az_dlext_20121007_2583_2696.csv | F:\UPOD\Cell_DLE\CSV_files_raw_nieuwe_structuur\2012\sap2_94\m10 | F:\UPOD\Cell_DLE\CSV_files_raw_nieuwe_structuur\2012\sap2_94\m10\42194az_dlext_20121007_2583_2696.csv | 114
v4 | Full | 3 | 42194az_dlext_20121008_2697_3040.csv | F:\UPOD\Cell_DLE\CSV_files_raw_nieuwe_structuur\2012\sap2_94\m10 | F:\UPOD\Cell_DLE\CSV_files_raw_nieuwe_structuur\2012\sap2_94\m10\42194az_dlext_20121008_2697_3040.csv | 344
v4 | Full | 3 | 42194az_dlext_20121009_3041_3284.csv | F:\UPOD\Cell_DLE\CSV_files_raw_nieuwe_structuur\2012\sap2_94\m10 | F:\UPOD\Cell_DLE\CSV_files_raw_nieuwe_structuur\2012\sap2_94\m10\42194az_dlext_20121009_3041_3284.csv | 244
v4 | Full | 3 | 42194az_dlext_20121010_3285_3532.csv | F:\UPOD\Cell_DLE\CSV_files_raw_nieuwe_structuur\2012\sap2_94\m10 | F:\UPOD\Cell_DLE\CSV_files_raw_nieuwe_structuur\2012\sap2_94\m10\42194az_dlext_20121010_3285_3532.csv | 248
v4 | Full | 3 | 42194az_dlext_20121011_3533_3886.csv | F:\UPOD\Cell_DLE\CSV_files_raw_nieuwe_structuur\2012\sap2_94\m10 | F:\UPOD\Cell_DLE\CSV_files_raw_nieuwe_structuur\2012\sap2_94\m10\42194az_dlext_20121011_3533_3886.csv | 354
v4 | Full | 3 | 42194az_dlext_20121012_3887_4127.csv | F:\UPOD\Cell_DLE\CSV_files_raw_nieuwe_structuur\2012\sap2_94\m10 | F:\UPOD\Cell_DLE\CSV_files_raw_nieuwe_structuur\2012\sap2_94\m10\42194az_dlext_20121012_3887_4127.csv | 241
v4 | Full | 3 | 42194az_dlext_20121013_4128_4249.csv | F:\UPOD\Cell_DLE\CSV_files_raw_nieuwe_structuur\2012\sap2_94\m10 | F:\UPOD\Cell_DLE\CSV_files_raw_nieuwe_structuur\2012\sap2_94\m10\42194az_dlext_20121013_4128_4249.csv | 122
v4 | Full | 3 | 42194az_dlext_20121014_4250_4389.csv | F:\UPOD\Cell_DLE\CSV_files_raw_nieuwe_structuur\2012\sap2_94\m10 | F:\UPOD\Cell_DLE\CSV_files_raw_nieuwe_structuur\2012\sap2_94\m10\42194az_dlext_20121014_4250_4389.csv | 140
v4 | Full | 3 | 42194az_dlext_20121015_4390_4671.csv | F:\UPOD\Cell_DLE\CSV_files_raw_nieuwe_structuur\2012\sap2_94\m10 | F:\UPOD\Cell_DLE\CSV_files_raw_nieuwe_structuur\2012\sap2_94\m10\42194az_dlext_20121015_4390_4671.csv | 282
v4 | Full | 3 | 42194az_dlext_20121016_4672_4907.csv | F:\UPOD\Cell_DLE\CSV_files_raw_nieuwe_structuur\2012\sap2_94\m10 | F:\UPOD\Cell_DLE\CSV_files_raw_nieuwe_structuur\2012\sap2_94\m10\42194az_dlext_20121016_4672_4907.csv | 236
v4 | Full | 3 | 42194az_dlext_20121017_4908_5101.csv | F:\UPOD\Cell_DLE\CSV_files_raw_nieuwe_structuur\2012\sap2_94\m10 | F:\UPOD\Cell_DLE\CSV_files_raw_nieuwe_structuur\2012\sap2_94\m10\42194az_dlext_20121017_4908_5101.csv | 194
v4 | Full | 3 | 42194az_dlext_20121018_5102_5361.csv | F:\UPOD\Cell_DLE\CSV_files_raw_nieuwe_structuur\2012\sap2_94\m10 | F:\UPOD\Cell_DLE\CSV_files_raw_nieuwe_structuur\2012\sap2_94\m10\42194az_dlext_20121018_5102_5361.csv | 260
v4 | Full | 3 | 42194az_dlext_20121019_5362_5675.csv | F:\UPOD\Cell_DLE\CSV_files_raw_nieuwe_structuur\2012\sap2_94\m10 | F:\UPOD\Cell_DLE\CSV_files_raw_nieuwe_structuur\2012\sap2_94\m10\42194az_dlext_20121019_5362_5675.csv | 314
v4 | Full | 3 | 42194az_dlext_20121020_5676_5779.csv | F:\UPOD\Cell_DLE\CSV_files_raw_nieuwe_structuur\2012\sap2_94\m10 | F:\UPOD\Cell_DLE\CSV_files_raw_nieuwe_structuur\2012\sap2_94\m10\42194az_dlext_20121020_5676_5779.csv | 104
v4 | Full | 3 | 42194az_dlext_20121021_5780_5903.csv | F:\UPOD\Cell_DLE\CSV_files_raw_nieuwe_structuur\2012\sap2_94\m10 | F:\UPOD\Cell_DLE\CSV_files_raw_nieuwe_structuur\2012\sap2_94\m10\42194az_dlext_20121021_5780_5903.csv | 124
v4 | Full | 3 | 42194az_dlext_20121022_5904_6288.csv | F:\UPOD\Cell_DLE\CSV_files_raw_nieuwe_structuur\2012\sap2_94\m10 | F:\UPOD\Cell_DLE\CSV_files_raw_nieuwe_structuur\2012\sap2_94\m10\42194az_dlext_20121022_5904_6288.csv | 385
v4 | Full | 3 | 42194az_dlext_20121023_6289_6726.csv | F:\UPOD\Cell_DLE\CSV_files_raw_nieuwe_structuur\2012\sap2_94\m10 | F:\UPOD\Cell_DLE\CSV_files_raw_nieuwe_structuur\2012\sap2_94\m10\42194az_dlext_20121023_6289_6726.csv | 438
v4 | Full | 3 | 42194az_dlext_20121024_6727_6992.csv | F:\UPOD\Cell_DLE\CSV_files_raw_nieuwe_structuur\2012\sap2_94\m10 | F:\UPOD\Cell_DLE\CSV_files_raw_nieuwe_structuur\2012\sap2_94\m10\42194az_dlext_20121024_6727_6992.csv | 266
v4 | Full | 3 | 42194az_dlext_20121025_6993_7305.csv | F:\UPOD\Cell_DLE\CSV_files_raw_nieuwe_structuur\2012\sap2_94\m10 | F:\UPOD\Cell_DLE\CSV_files_raw_nieuwe_structuur\2012\sap2_94\m10\42194az_dlext_20121025_6993_7305.csv | 313
v4 | Full | 3 | 42194az_dlext_20121026_7306_7601.csv | F:\UPOD\Cell_DLE\CSV_files_raw_nieuwe_structuur\2012\sap2_94\m10 | F:\UPOD\Cell_DLE\CSV_files_raw_nieuwe_structuur\2012\sap2_94\m10\42194az_dlext_20121026_7306_7601.csv | 296
v4 | Full | 3 | 42194az_dlext_20121027_7602_7707.csv | F:\UPOD\Cell_DLE\CSV_files_raw_nieuwe_structuur\2012\sap2_94\m10 | F:\UPOD\Cell_DLE\CSV_files_raw_nieuwe_structuur\2012\sap2_94\m10\42194az_dlext_20121027_7602_7707.csv | 106
v4 | Full | 3 | 42194az_dlext_20121028_7708_7831.csv | F:\UPOD\Cell_DLE\CSV_files_raw_nieuwe_structuur\2012\sap2_94\m10 | F:\UPOD\Cell_DLE\CSV_files_raw_nieuwe_structuur\2012\sap2_94\m10\42194az_dlext_20121028_7708_7831.csv | 124
v4 | Full | 3 | 42194az_dlext_20121029_7832_8150.csv | F:\UPOD\Cell_DLE\CSV_files_raw_nieuwe_structuur\2012\sap2_94\m10 | F:\UPOD\Cell_DLE\CSV_files_raw_nieuwe_structuur\2012\sap2_94\m10\42194az_dlext_20121029_7832_8150.csv | 319
v4 | Full | 3 | 42194az_dlext_20121030_8151_8630.csv | F:\UPOD\Cell_DLE\CSV_files_raw_nieuwe_structuur\2012\sap2_94\m10 | F:\UPOD\Cell_DLE\CSV_files_raw_nieuwe_structuur\2012\sap2_94\m10\42194az_dlext_20121030_8151_8630.csv | 480
v4 | Full | 3 | 42194az_dlext_20121031_8631_9091.csv | F:\UPOD\Cell_DLE\CSV_files_raw_nieuwe_structuur\2012\sap2_94\m10 | F:\UPOD\Cell_DLE\CSV_files_raw_nieuwe_structuur\2012\sap2_94\m10\42194az_dlext_20121031_8631_9091.csv | 461
v4 | Full | 3 | 42194az_dlext_20121101_9092_9543.csv | F:\UPOD\Cell_DLE\CSV_files_raw_nieuwe_structuur\2012\sap2_94\m11 | F:\UPOD\Cell_DLE\CSV_files_raw_nieuwe_structuur\2012\sap2_94\m11\42194az_dlext_20121101_9092_9543.csv | 452
v4 | Full | 3 | 42194az_dlext_20121102_9544_9794.csv | F:\UPOD\Cell_DLE\CSV_files_raw_nieuwe_structuur\2012\sap2_94\m11 | F:\UPOD\Cell_DLE\CSV_files_raw_nieuwe_structuur\2012\sap2_94\m11\42194az_dlext_20121102_9544_9794.csv | 251
v4 | Full | 3 | 42194az_dlext_20121103_9795_9924.csv | F:\UPOD\Cell_DLE\CSV_files_raw_nieuwe_structuur\2012\sap2_94\m11 | F:\UPOD\Cell_DLE\CSV_files_raw_nieuwe_structuur\2012\sap2_94\m11\42194az_dlext_20121103_9795_9924.csv | 130
v4 | Full | 3 | 42194az_dlext_20121104_9925_0030.csv | F:\UPOD\Cell_DLE\CSV_files_raw_nieuwe_structuur\2012\sap2_94\m11 | F:\UPOD\Cell_DLE\CSV_files_raw_nieuwe_structuur\2012\sap2_94\m11\42194az_dlext_20121104_9925_0030.csv | 106
v4 | Full | 3 | 42194az_dlext_20121105_0031_0460.csv | F:\UPOD\Cell_DLE\CSV_files_raw_nieuwe_structuur\2012\sap2_94\m11 | F:\UPOD\Cell_DLE\CSV_files_raw_nieuwe_structuur\2012\sap2_94\m11\42194az_dlext_20121105_0031_0460.csv | 430
v4 | Full | 3 | 42194az_dlext_20121106_0461_0852.csv | F:\UPOD\Cell_DLE\CSV_files_raw_nieuwe_structuur\2012\sap2_94\m11 | F:\UPOD\Cell_DLE\CSV_files_raw_nieuwe_structuur\2012\sap2_94\m11\42194az_dlext_20121106_0461_0852.csv | 392
v4 | Full | 3 | 42194az_dlext_20121107_0853_1200.csv | F:\UPOD\Cell_DLE\CSV_files_raw_nieuwe_structuur\2012\sap2_94\m11 | F:\UPOD\Cell_DLE\CSV_files_raw_nieuwe_structuur\2012\sap2_94\m11\42194az_dlext_20121107_0853_1200.csv | 348
v4 | Full | 3 | 42194az_dlext_20121108_1201_1554.csv | F:\UPOD\Cell_DLE\CSV_files_raw_nieuwe_structuur\2012\sap2_94\m11 | F:\UPOD\Cell_DLE\CSV_files_raw_nieuwe_structuur\2012\sap2_94\m11\42194az_dlext_20121108_1201_1554.csv | 354
v4 | Full | 3 | 42194az_dlext_20121109_1555_1790.csv | F:\UPOD\Cell_DLE\CSV_files_raw_nieuwe_structuur\2012\sap2_94\m11 | F:\UPOD\Cell_DLE\CSV_files_raw_nieuwe_structuur\2012\sap2_94\m11\42194az_dlext_20121109_1555_1790.csv | 236
v4 | Full | 3 | 42194az_dlext_20121110_1791_1950.csv | F:\UPOD\Cell_DLE\CSV_files_raw_nieuwe_structuur\2012\sap2_94\m11 | F:\UPOD\Cell_DLE\CSV_files_raw_nieuwe_structuur\2012\sap2_94\m11\42194az_dlext_20121110_1791_1950.csv | 160
v4 | Full | 3 | 42194az_dlext_20121111_1951_2051.csv | F:\UPOD\Cell_DLE\CSV_files_raw_nieuwe_structuur\2012\sap2_94\m11 | F:\UPOD\Cell_DLE\CSV_files_raw_nieuwe_structuur\2012\sap2_94\m11\42194az_dlext_20121111_1951_2051.csv | 101
v4 | Full | 3 | 42194az_dlext_20121112_2052_2454.csv | F:\UPOD\Cell_DLE\CSV_files_raw_nieuwe_structuur\2012\sap2_94\m11 | F:\UPOD\Cell_DLE\CSV_files_raw_nieuwe_structuur\2012\sap2_94\m11\42194az_dlext_20121112_2052_2454.csv | 403
v4 | Full | 3 | 42194az_dlext_20121113_2455_2766.csv | F:\UPOD\Cell_DLE\CSV_files_raw_nieuwe_structuur\2012\sap2_94\m11 | F:\UPOD\Cell_DLE\CSV_files_raw_nieuwe_structuur\2012\sap2_94\m11\42194az_dlext_20121113_2455_2766.csv | 312
v4 | Full | 3 | 42194az_dlext_20121114_2767_3216.csv | F:\UPOD\Cell_DLE\CSV_files_raw_nieuwe_structuur\2012\sap2_94\m11 | F:\UPOD\Cell_DLE\CSV_files_raw_nieuwe_structuur\2012\sap2_94\m11\42194az_dlext_20121114_2767_3216.csv | 450
v4 | Full | 3 | 42194az_dlext_20121115_3217_3508.csv | F:\UPOD\Cell_DLE\CSV_files_raw_nieuwe_structuur\2012\sap2_94\m11 | F:\UPOD\Cell_DLE\CSV_files_raw_nieuwe_structuur\2012\sap2_94\m11\42194az_dlext_20121115_3217_3508.csv | 292
v4 | Full | 3 | 42194az_dlext_20121116_3509_3698.csv | F:\UPOD\Cell_DLE\CSV_files_raw_nieuwe_structuur\2012\sap2_94\m11 | F:\UPOD\Cell_DLE\CSV_files_raw_nieuwe_structuur\2012\sap2_94\m11\42194az_dlext_20121116_3509_3698.csv | 190
v4 | Full | 3 | 42194az_dlext_20121117_3699_3796.csv | F:\UPOD\Cell_DLE\CSV_files_raw_nieuwe_structuur\2012\sap2_94\m11 | F:\UPOD\Cell_DLE\CSV_files_raw_nieuwe_structuur\2012\sap2_94\m11\42194az_dlext_20121117_3699_3796.csv | 98
v4 | Full | 3 | 42194az_dlext_20121118_3797_3875.csv | F:\UPOD\Cell_DLE\CSV_files_raw_nieuwe_structuur\2012\sap2_94\m11 | F:\UPOD\Cell_DLE\CSV_files_raw_nieuwe_structuur\2012\sap2_94\m11\42194az_dlext_20121118_3797_3875.csv | 79
v4 | Full | 3 | 42194az_dlext_20121119_3876_4145.csv | F:\UPOD\Cell_DLE\CSV_files_raw_nieuwe_structuur\2012\sap2_94\m11 | F:\UPOD\Cell_DLE\CSV_files_raw_nieuwe_structuur\2012\sap2_94\m11\42194az_dlext_20121119_3876_4145.csv | 270
v4 | Full | 3 | 42194az_dlext_20121120_4146_4429.csv | F:\UPOD\Cell_DLE\CSV_files_raw_nieuwe_structuur\2012\sap2_94\m11 | F:\UPOD\Cell_DLE\CSV_files_raw_nieuwe_structuur\2012\sap2_94\m11\42194az_dlext_20121120_4146_4429.csv | 284
v4 | Full | 3 | 42194az_dlext_20121121_4430_4665.csv | F:\UPOD\Cell_DLE\CSV_files_raw_nieuwe_structuur\2012\sap2_94\m11 | F:\UPOD\Cell_DLE\CSV_files_raw_nieuwe_structuur\2012\sap2_94\m11\42194az_dlext_20121121_4430_4665.csv | 236
v4 | Full | 3 | 42194az_dlext_20121122_4666_4931.csv | F:\UPOD\Cell_DLE\CSV_files_raw_nieuwe_structuur\2012\sap2_94\m11 | F:\UPOD\Cell_DLE\CSV_files_raw_nieuwe_structuur\2012\sap2_94\m11\42194az_dlext_20121122_4666_4931.csv | 266
v4 | Full | 3 | 42194az_dlext_20121123_4932_5173.csv | F:\UPOD\Cell_DLE\CSV_files_raw_nieuwe_structuur\2012\sap2_94\m11 | F:\UPOD\Cell_DLE\CSV_files_raw_nieuwe_structuur\2012\sap2_94\m11\42194az_dlext_20121123_4932_5173.csv | 242
v4 | Full | 3 | 42194az_dlext_20121124_5174_5290.csv | F:\UPOD\Cell_DLE\CSV_files_raw_nieuwe_structuur\2012\sap2_94\m11 | F:\UPOD\Cell_DLE\CSV_files_raw_nieuwe_structuur\2012\sap2_94\m11\42194az_dlext_20121124_5174_5290.csv | 117
v4 | Full | 3 | 42194az_dlext_20121125_5291_5387.csv | F:\UPOD\Cell_DLE\CSV_files_raw_nieuwe_structuur\2012\sap2_94\m11 | F:\UPOD\Cell_DLE\CSV_files_raw_nieuwe_structuur\2012\sap2_94\m11\42194az_dlext_20121125_5291_5387.csv | 97
v4 | Full | 3 | 42194az_dlext_20121126_5388_5657.csv | F:\UPOD\Cell_DLE\CSV_files_raw_nieuwe_structuur\2012\sap2_94\m11 | F:\UPOD\Cell_DLE\CSV_files_raw_nieuwe_structuur\2012\sap2_94\m11\42194az_dlext_20121126_5388_5657.csv | 270
v4 | Full | 3 | 42194az_dlext_20121127_5658_5924.csv | F:\UPOD\Cell_DLE\CSV_files_raw_nieuwe_structuur\2012\sap2_94\m11 | F:\UPOD\Cell_DLE\CSV_files_raw_nieuwe_structuur\2012\sap2_94\m11\42194az_dlext_20121127_5658_5924.csv | 267
v4 | Full | 3 | 42194az_dlext_20121128_5925_6198.csv | F:\UPOD\Cell_DLE\CSV_files_raw_nieuwe_structuur\2012\sap2_94\m11 | F:\UPOD\Cell_DLE\CSV_files_raw_nieuwe_structuur\2012\sap2_94\m11\42194az_dlext_20121128_5925_6198.csv | 274
v4 | Full | 3 | 42194az_dlext_20121129_6199_6504.csv | F:\UPOD\Cell_DLE\CSV_files_raw_nieuwe_structuur\2012\sap2_94\m11 | F:\UPOD\Cell_DLE\CSV_files_raw_nieuwe_structuur\2012\sap2_94\m11\42194az_dlext_20121129_6199_6504.csv | 306
v4 | Full | 3 | 42194az_dlext_20121130_6505_6753.csv | F:\UPOD\Cell_DLE\CSV_files_raw_nieuwe_structuur\2012\sap2_94\m11 | F:\UPOD\Cell_DLE\CSV_files_raw_nieuwe_structuur\2012\sap2_94\m11\42194az_dlext_20121130_6505_6753.csv | 249
v4 | Full | 3 | 42194az_dlext_20121201_6754_6846.csv | F:\UPOD\Cell_DLE\CSV_files_raw_nieuwe_structuur\2012\sap2_94\m12 | F:\UPOD\Cell_DLE\CSV_files_raw_nieuwe_structuur\2012\sap2_94\m12\42194az_dlext_20121201_6754_6846.csv | 93
v4 | Full | 3 | 42194az_dlext_20121202_6847_6976.csv | F:\UPOD\Cell_DLE\CSV_files_raw_nieuwe_structuur\2012\sap2_94\m12 | F:\UPOD\Cell_DLE\CSV_files_raw_nieuwe_structuur\2012\sap2_94\m12\42194az_dlext_20121202_6847_6976.csv | 130
v4 | Full | 3 | 42194az_dlext_20121203_6977_7314.csv | F:\UPOD\Cell_DLE\CSV_files_raw_nieuwe_structuur\2012\sap2_94\m12 | F:\UPOD\Cell_DLE\CSV_files_raw_nieuwe_structuur\2012\sap2_94\m12\42194az_dlext_20121203_6977_7314.csv | 338
v4 | Full | 3 | 42194az_dlext_20121204_7315_7595.csv | F:\UPOD\Cell_DLE\CSV_files_raw_nieuwe_structuur\2012\sap2_94\m12 | F:\UPOD\Cell_DLE\CSV_files_raw_nieuwe_structuur\2012\sap2_94\m12\42194az_dlext_20121204_7315_7595.csv | 281
v4 | Full | 3 | 42194az_dlext_20121205_7596_7845.csv | F:\UPOD\Cell_DLE\CSV_files_raw_nieuwe_structuur\2012\sap2_94\m12 | F:\UPOD\Cell_DLE\CSV_files_raw_nieuwe_structuur\2012\sap2_94\m12\42194az_dlext_20121205_7596_7845.csv | 250
v4 | Full | 3 | 42194az_dlext_20121206_7846_8134.csv | F:\UPOD\Cell_DLE\CSV_files_raw_nieuwe_structuur\2012\sap2_94\m12 | F:\UPOD\Cell_DLE\CSV_files_raw_nieuwe_structuur\2012\sap2_94\m12\42194az_dlext_20121206_7846_8134.csv | 289
v4 | Full | 3 | 42194az_dlext_20121207_8135_8322.csv | F:\UPOD\Cell_DLE\CSV_files_raw_nieuwe_structuur\2012\sap2_94\m12 | F:\UPOD\Cell_DLE\CSV_files_raw_nieuwe_structuur\2012\sap2_94\m12\42194az_dlext_20121207_8135_8322.csv | 188
v4 | Full | 3 | 42194az_dlext_20121208_8323_8436.csv | F:\UPOD\Cell_DLE\CSV_files_raw_nieuwe_structuur\2012\sap2_94\m12 | F:\UPOD\Cell_DLE\CSV_files_raw_nieuwe_structuur\2012\sap2_94\m12\42194az_dlext_20121208_8323_8436.csv | 114
v4 | Full | 3 | 42194az_dlext_20121209_8437_8548.csv | F:\UPOD\Cell_DLE\CSV_files_raw_nieuwe_structuur\2012\sap2_94\m12 | F:\UPOD\Cell_DLE\CSV_files_raw_nieuwe_structuur\2012\sap2_94\m12\42194az_dlext_20121209_8437_8548.csv | 112
v4 | Full | 3 | 42194az_dlext_20121210_8549_8865.csv | F:\UPOD\Cell_DLE\CSV_files_raw_nieuwe_structuur\2012\sap2_94\m12 | F:\UPOD\Cell_DLE\CSV_files_raw_nieuwe_structuur\2012\sap2_94\m12\42194az_dlext_20121210_8549_8865.csv | 317
v4 | Full | 3 | 42194az_dlext_20121211_8866_9159.csv | F:\UPOD\Cell_DLE\CSV_files_raw_nieuwe_structuur\2012\sap2_94\m12 | F:\UPOD\Cell_DLE\CSV_files_raw_nieuwe_structuur\2012\sap2_94\m12\42194az_dlext_20121211_8866_9159.csv | 294
v4 | Full | 3 | 42194az_dlext_20121212_9160_9426.csv | F:\UPOD\Cell_DLE\CSV_files_raw_nieuwe_structuur\2012\sap2_94\m12 | F:\UPOD\Cell_DLE\CSV_files_raw_nieuwe_structuur\2012\sap2_94\m12\42194az_dlext_20121212_9160_9426.csv | 267
v4 | Full | 3 | 42194az_dlext_20121213_9427_9708.csv | F:\UPOD\Cell_DLE\CSV_files_raw_nieuwe_structuur\2012\sap2_94\m12 | F:\UPOD\Cell_DLE\CSV_files_raw_nieuwe_structuur\2012\sap2_94\m12\42194az_dlext_20121213_9427_9708.csv | 282
v4 | Full | 3 | 42194az_dlext_20121214_9709_0021.csv | F:\UPOD\Cell_DLE\CSV_files_raw_nieuwe_structuur\2012\sap2_94\m12 | F:\UPOD\Cell_DLE\CSV_files_raw_nieuwe_structuur\2012\sap2_94\m12\42194az_dlext_20121214_9709_0021.csv | 313
v4 | Full | 3 | 42194az_dlext_20121215_0022_0148.csv | F:\UPOD\Cell_DLE\CSV_files_raw_nieuwe_structuur\2012\sap2_94\m12 | F:\UPOD\Cell_DLE\CSV_files_raw_nieuwe_structuur\2012\sap2_94\m12\42194az_dlext_20121215_0022_0148.csv | 127
v4 | Full | 3 | 42194az_dlext_20121216_0149_0268.csv | F:\UPOD\Cell_DLE\CSV_files_raw_nieuwe_structuur\2012\sap2_94\m12 | F:\UPOD\Cell_DLE\CSV_files_raw_nieuwe_structuur\2012\sap2_94\m12\42194az_dlext_20121216_0149_0268.csv | 120
v4 | Full | 3 | 42194az_dlext_20121217_0269_0619.csv | F:\UPOD\Cell_DLE\CSV_files_raw_nieuwe_structuur\2012\sap2_94\m12 | F:\UPOD\Cell_DLE\CSV_files_raw_nieuwe_structuur\2012\sap2_94\m12\42194az_dlext_20121217_0269_0619.csv | 351
v4 | Full | 3 | 42194az_dlext_20121218_0620_0940.csv | F:\UPOD\Cell_DLE\CSV_files_raw_nieuwe_structuur\2012\sap2_94\m12 | F:\UPOD\Cell_DLE\CSV_files_raw_nieuwe_structuur\2012\sap2_94\m12\42194az_dlext_20121218_0620_0940.csv | 321
v4 | Full | 3 | 42194az_dlext_20121219_0941_1193.csv | F:\UPOD\Cell_DLE\CSV_files_raw_nieuwe_structuur\2012\sap2_94\m12 | F:\UPOD\Cell_DLE\CSV_files_raw_nieuwe_structuur\2012\sap2_94\m12\42194az_dlext_20121219_0941_1193.csv | 253
v4 | Full | 3 | 42194az_dlext_20121220_1194_1487.csv | F:\UPOD\Cell_DLE\CSV_files_raw_nieuwe_structuur\2012\sap2_94\m12 | F:\UPOD\Cell_DLE\CSV_files_raw_nieuwe_structuur\2012\sap2_94\m12\42194az_dlext_20121220_1194_1487.csv | 294
v4 | Full | 3 | 42194az_dlext_20121221_1488_1727.csv | F:\UPOD\Cell_DLE\CSV_files_raw_nieuwe_structuur\2012\sap2_94\m12 | F:\UPOD\Cell_DLE\CSV_files_raw_nieuwe_structuur\2012\sap2_94\m12\42194az_dlext_20121221_1488_1727.csv | 240
v4 | Full | 3 | 42194az_dlext_20121222_1728_1857.csv | F:\UPOD\Cell_DLE\CSV_files_raw_nieuwe_structuur\2012\sap2_94\m12 | F:\UPOD\Cell_DLE\CSV_files_raw_nieuwe_structuur\2012\sap2_94\m12\42194az_dlext_20121222_1728_1857.csv | 130
v4 | Full | 3 | 42194az_dlext_20121223_1858_1969.csv | F:\UPOD\Cell_DLE\CSV_files_raw_nieuwe_structuur\2012\sap2_94\m12 | F:\UPOD\Cell_DLE\CSV_files_raw_nieuwe_structuur\2012\sap2_94\m12\42194az_dlext_20121223_1858_1969.csv | 112
v4 | Full | 3 | 42194az_dlext_20121224_1970_2257.csv | F:\UPOD\Cell_DLE\CSV_files_raw_nieuwe_structuur\2012\sap2_94\m12 | F:\UPOD\Cell_DLE\CSV_files_raw_nieuwe_structuur\2012\sap2_94\m12\42194az_dlext_20121224_1970_2257.csv | 288
v4 | Full | 3 | 42194az_dlext_20121225_2258_2376.csv | F:\UPOD\Cell_DLE\CSV_files_raw_nieuwe_structuur\2012\sap2_94\m12 | F:\UPOD\Cell_DLE\CSV_files_raw_nieuwe_structuur\2012\sap2_94\m12\42194az_dlext_20121225_2258_2376.csv | 119
v4 | Full | 3 | 42194az_dlext_20121226_2377_2475.csv | F:\UPOD\Cell_DLE\CSV_files_raw_nieuwe_structuur\2012\sap2_94\m12 | F:\UPOD\Cell_DLE\CSV_files_raw_nieuwe_structuur\2012\sap2_94\m12\42194az_dlext_20121226_2377_2475.csv | 99
v4 | Full | 3 | 42194az_dlext_20121227_2476_2777.csv | F:\UPOD\Cell_DLE\CSV_files_raw_nieuwe_structuur\2012\sap2_94\m12 | F:\UPOD\Cell_DLE\CSV_files_raw_nieuwe_structuur\2012\sap2_94\m12\42194az_dlext_20121227_2476_2777.csv | 302
v4 | Full | 3 | 42194az_dlext_20121228_2778_3009.csv | F:\UPOD\Cell_DLE\CSV_files_raw_nieuwe_structuur\2012\sap2_94\m12 | F:\UPOD\Cell_DLE\CSV_files_raw_nieuwe_structuur\2012\sap2_94\m12\42194az_dlext_20121228_2778_3009.csv | 232
v4 | Full | 3 | 42194az_dlext_20121229_3010_3153.csv | F:\UPOD\Cell_DLE\CSV_files_raw_nieuwe_structuur\2012\sap2_94\m12 | F:\UPOD\Cell_DLE\CSV_files_raw_nieuwe_structuur\2012\sap2_94\m12\42194az_dlext_20121229_3010_3153.csv | 144
v4 | Full | 3 | 42194az_dlext_20121230_3154_3274.csv | F:\UPOD\Cell_DLE\CSV_files_raw_nieuwe_structuur\2012\sap2_94\m12 | F:\UPOD\Cell_DLE\CSV_files_raw_nieuwe_structuur\2012\sap2_94\m12\42194az_dlext_20121230_3154_3274.csv | 121
v4 | Full | 3 | 42194az_dlext_20121231_3275_3454.csv | F:\UPOD\Cell_DLE\CSV_files_raw_nieuwe_structuur\2012\sap2_94\m12 | F:\UPOD\Cell_DLE\CSV_files_raw_nieuwe_structuur\2012\sap2_94\m12\42194az_dlext_20121231_3275_3454.csv | 180
v4 | Full | 3 | 42194az_dlext_20130101_3455_3592.csv | F:\UPOD\Cell_DLE\CSV_files_raw_nieuwe_structuur\2013\sap2_94\m01 | F:\UPOD\Cell_DLE\CSV_files_raw_nieuwe_structuur\2013\sap2_94\m01\42194az_dlext_20130101_3455_3592.csv | 138
v4 | Full | 3 | 42194az_dlext_20130102_3593_3840.csv | F:\UPOD\Cell_DLE\CSV_files_raw_nieuwe_structuur\2013\sap2_94\m01 | F:\UPOD\Cell_DLE\CSV_files_raw_nieuwe_structuur\2013\sap2_94\m01\42194az_dlext_20130102_3593_3840.csv | 248
v4 | Full | 3 | 42194az_dlext_20130103_3841_4127.csv | F:\UPOD\Cell_DLE\CSV_files_raw_nieuwe_structuur\2013\sap2_94\m01 | F:\UPOD\Cell_DLE\CSV_files_raw_nieuwe_structuur\2013\sap2_94\m01\42194az_dlext_20130103_3841_4127.csv | 287
v4 | Full | 3 | 42194az_dlext_20130104_4128_4418.csv | F:\UPOD\Cell_DLE\CSV_files_raw_nieuwe_structuur\2013\sap2_94\m01 | F:\UPOD\Cell_DLE\CSV_files_raw_nieuwe_structuur\2013\sap2_94\m01\42194az_dlext_20130104_4128_4418.csv | 291
v4 | Full | 3 | 42194az_dlext_20130105_4419_4551.csv | F:\UPOD\Cell_DLE\CSV_files_raw_nieuwe_structuur\2013\sap2_94\m01 | F:\UPOD\Cell_DLE\CSV_files_raw_nieuwe_structuur\2013\sap2_94\m01\42194az_dlext_20130105_4419_4551.csv | 133
v4 | Full | 3 | 42194az_dlext_20130106_4552_4663.csv | F:\UPOD\Cell_DLE\CSV_files_raw_nieuwe_structuur\2013\sap2_94\m01 | F:\UPOD\Cell_DLE\CSV_files_raw_nieuwe_structuur\2013\sap2_94\m01\42194az_dlext_20130106_4552_4663.csv | 112
v4 | Full | 3 | 42194az_dlext_20130107_4664_5026.csv | F:\UPOD\Cell_DLE\CSV_files_raw_nieuwe_structuur\2013\sap2_94\m01 | F:\UPOD\Cell_DLE\CSV_files_raw_nieuwe_structuur\2013\sap2_94\m01\42194az_dlext_20130107_4664_5026.csv | 363
v4 | Full | 3 | 42194az_dlext_20130108_5027_5415.csv | F:\UPOD\Cell_DLE\CSV_files_raw_nieuwe_structuur\2013\sap2_94\m01 | F:\UPOD\Cell_DLE\CSV_files_raw_nieuwe_structuur\2013\sap2_94\m01\42194az_dlext_20130108_5027_5415.csv | 389
v4 | Full | 3 | 42194az_dlext_20130109_5416_5715.csv | F:\UPOD\Cell_DLE\CSV_files_raw_nieuwe_structuur\2013\sap2_94\m01 | F:\UPOD\Cell_DLE\CSV_files_raw_nieuwe_structuur\2013\sap2_94\m01\42194az_dlext_20130109_5416_5715.csv | 300
v4 | Full | 3 | 42194az_dlext_20130110_5716_6065.csv | F:\UPOD\Cell_DLE\CSV_files_raw_nieuwe_structuur\2013\sap2_94\m01 | F:\UPOD\Cell_DLE\CSV_files_raw_nieuwe_structuur\2013\sap2_94\m01\42194az_dlext_20130110_5716_6065.csv | 350
v4 | Full | 3 | 42194az_dlext_20130111_6066_6365.csv | F:\UPOD\Cell_DLE\CSV_files_raw_nieuwe_structuur\2013\sap2_94\m01 | F:\UPOD\Cell_DLE\CSV_files_raw_nieuwe_structuur\2013\sap2_94\m01\42194az_dlext_20130111_6066_6365.csv | 300
v4 | Full | 3 | 42194az_dlext_20130112_6366_6491.csv | F:\UPOD\Cell_DLE\CSV_files_raw_nieuwe_structuur\2013\sap2_94\m01 | F:\UPOD\Cell_DLE\CSV_files_raw_nieuwe_structuur\2013\sap2_94\m01\42194az_dlext_20130112_6366_6491.csv | 126
v4 | Full | 3 | 42194az_dlext_20130113_6492_6617.csv | F:\UPOD\Cell_DLE\CSV_files_raw_nieuwe_structuur\2013\sap2_94\m01 | F:\UPOD\Cell_DLE\CSV_files_raw_nieuwe_structuur\2013\sap2_94\m01\42194az_dlext_20130113_6492_6617.csv | 126
v4 | Full | 3 | 42194az_dlext_20130114_6618_6989.csv | F:\UPOD\Cell_DLE\CSV_files_raw_nieuwe_structuur\2013\sap2_94\m01 | F:\UPOD\Cell_DLE\CSV_files_raw_nieuwe_structuur\2013\sap2_94\m01\42194az_dlext_20130114_6618_6989.csv | 372
v4 | Full | 3 | 42194az_dlext_20130115_6990_7249.csv | F:\UPOD\Cell_DLE\CSV_files_raw_nieuwe_structuur\2013\sap2_94\m01 | F:\UPOD\Cell_DLE\CSV_files_raw_nieuwe_structuur\2013\sap2_94\m01\42194az_dlext_20130115_6990_7249.csv | 260
v4 | Full | 3 | 42194az_dlext_20130116_7250_7573.csv | F:\UPOD\Cell_DLE\CSV_files_raw_nieuwe_structuur\2013\sap2_94\m01 | F:\UPOD\Cell_DLE\CSV_files_raw_nieuwe_structuur\2013\sap2_94\m01\42194az_dlext_20130116_7250_7573.csv | 324
v4 | Full | 3 | 42194az_dlext_20130117_7574_7898.csv | F:\UPOD\Cell_DLE\CSV_files_raw_nieuwe_structuur\2013\sap2_94\m01 | F:\UPOD\Cell_DLE\CSV_files_raw_nieuwe_structuur\2013\sap2_94\m01\42194az_dlext_20130117_7574_7898.csv | 325
v4 | Full | 3 | 42194az_dlext_20130118_7899_8171.csv | F:\UPOD\Cell_DLE\CSV_files_raw_nieuwe_structuur\2013\sap2_94\m01 | F:\UPOD\Cell_DLE\CSV_files_raw_nieuwe_structuur\2013\sap2_94\m01\42194az_dlext_20130118_7899_8171.csv | 273
v4 | Full | 3 | 42194az_dlext_20130119_8172_8317.csv | F:\UPOD\Cell_DLE\CSV_files_raw_nieuwe_structuur\2013\sap2_94\m01 | F:\UPOD\Cell_DLE\CSV_files_raw_nieuwe_structuur\2013\sap2_94\m01\42194az_dlext_20130119_8172_8317.csv | 146
v4 | Full | 3 | 42194az_dlext_20130120_8318_8471.csv | F:\UPOD\Cell_DLE\CSV_files_raw_nieuwe_structuur\2013\sap2_94\m01 | F:\UPOD\Cell_DLE\CSV_files_raw_nieuwe_structuur\2013\sap2_94\m01\42194az_dlext_20130120_8318_8471.csv | 154
v4 | Full | 3 | 42194az_dlext_20130121_8472_8831.csv | F:\UPOD\Cell_DLE\CSV_files_raw_nieuwe_structuur\2013\sap2_94\m01 | F:\UPOD\Cell_DLE\CSV_files_raw_nieuwe_structuur\2013\sap2_94\m01\42194az_dlext_20130121_8472_8831.csv | 360
v4 | Full | 3 | 42194az_dlext_20130122_8832_9178.csv | F:\UPOD\Cell_DLE\CSV_files_raw_nieuwe_structuur\2013\sap2_94\m01 | F:\UPOD\Cell_DLE\CSV_files_raw_nieuwe_structuur\2013\sap2_94\m01\42194az_dlext_20130122_8832_9178.csv | 347
v4 | Full | 3 | 42194az_dlext_20130123_9179_9463.csv | F:\UPOD\Cell_DLE\CSV_files_raw_nieuwe_structuur\2013\sap2_94\m01 | F:\UPOD\Cell_DLE\CSV_files_raw_nieuwe_structuur\2013\sap2_94\m01\42194az_dlext_20130123_9179_9463.csv | 285
v4 | Full | 3 | 42194az_dlext_20130124_9464_9815.csv | F:\UPOD\Cell_DLE\CSV_files_raw_nieuwe_structuur\2013\sap2_94\m01 | F:\UPOD\Cell_DLE\CSV_files_raw_nieuwe_structuur\2013\sap2_94\m01\42194az_dlext_20130124_9464_9815.csv | 352
v4 | Full | 3 | 42194az_dlext_20130125_9816_0128.csv | F:\UPOD\Cell_DLE\CSV_files_raw_nieuwe_structuur\2013\sap2_94\m01 | F:\UPOD\Cell_DLE\CSV_files_raw_nieuwe_structuur\2013\sap2_94\m01\42194az_dlext_20130125_9816_0128.csv | 313
v4 | Full | 3 | 42194az_dlext_20130126_0129_0269.csv | F:\UPOD\Cell_DLE\CSV_files_raw_nieuwe_structuur\2013\sap2_94\m01 | F:\UPOD\Cell_DLE\CSV_files_raw_nieuwe_structuur\2013\sap2_94\m01\42194az_dlext_20130126_0129_0269.csv | 141
v4 | Full | 3 | 42194az_dlext_20130127_0270_0397.csv | F:\UPOD\Cell_DLE\CSV_files_raw_nieuwe_structuur\2013\sap2_94\m01 | F:\UPOD\Cell_DLE\CSV_files_raw_nieuwe_structuur\2013\sap2_94\m01\42194az_dlext_20130127_0270_0397.csv | 128
v4 | Full | 3 | 42194az_dlext_20130128_0398_0732.csv | F:\UPOD\Cell_DLE\CSV_files_raw_nieuwe_structuur\2013\sap2_94\m01 | F:\UPOD\Cell_DLE\CSV_files_raw_nieuwe_structuur\2013\sap2_94\m01\42194az_dlext_20130128_0398_0732.csv | 335
v4 | Full | 3 | 42194az_dlext_20130205_0800_2645.csv | F:\UPOD\Cell_DLE\CSV_files_raw_nieuwe_structuur\2013\sap2_94\m02 | F:\UPOD\Cell_DLE\CSV_files_raw_nieuwe_structuur\2013\sap2_94\m02\42194az_dlext_20130205_0800_2645.csv | 1846
v4 | Full | 3 | 42194az_dlext_20130206_2646_2954.csv | F:\UPOD\Cell_DLE\CSV_files_raw_nieuwe_structuur\2013\sap2_94\m02 | F:\UPOD\Cell_DLE\CSV_files_raw_nieuwe_structuur\2013\sap2_94\m02\42194az_dlext_20130206_2646_2954.csv | 309
v4 | Full | 3 | 42194az_dlext_20130207_2955_3253.csv | F:\UPOD\Cell_DLE\CSV_files_raw_nieuwe_structuur\2013\sap2_94\m02 | F:\UPOD\Cell_DLE\CSV_files_raw_nieuwe_structuur\2013\sap2_94\m02\42194az_dlext_20130207_2955_3253.csv | 299
v4 | Full | 3 | 42194az_dlext_20130208_3254_3547.csv | F:\UPOD\Cell_DLE\CSV_files_raw_nieuwe_structuur\2013\sap2_94\m02 | F:\UPOD\Cell_DLE\CSV_files_raw_nieuwe_structuur\2013\sap2_94\m02\42194az_dlext_20130208_3254_3547.csv | 294
v4 | Full | 3 | 42194az_dlext_20130209_3548_3659.csv | F:\UPOD\Cell_DLE\CSV_files_raw_nieuwe_structuur\2013\sap2_94\m02 | F:\UPOD\Cell_DLE\CSV_files_raw_nieuwe_structuur\2013\sap2_94\m02\42194az_dlext_20130209_3548_3659.csv | 112
v4 | Full | 3 | 42194az_dlext_20130210_3660_3795.csv | F:\UPOD\Cell_DLE\CSV_files_raw_nieuwe_structuur\2013\sap2_94\m02 | F:\UPOD\Cell_DLE\CSV_files_raw_nieuwe_structuur\2013\sap2_94\m02\42194az_dlext_20130210_3660_3795.csv | 136
v4 | Full | 3 | 42194az_dlext_20130211_3796_4163.csv | F:\UPOD\Cell_DLE\CSV_files_raw_nieuwe_structuur\2013\sap2_94\m02 | F:\UPOD\Cell_DLE\CSV_files_raw_nieuwe_structuur\2013\sap2_94\m02\42194az_dlext_20130211_3796_4163.csv | 368
v4 | Full | 3 | 42194az_dlext_20130212_4164_4435.csv | F:\UPOD\Cell_DLE\CSV_files_raw_nieuwe_structuur\2013\sap2_94\m02 | F:\UPOD\Cell_DLE\CSV_files_raw_nieuwe_structuur\2013\sap2_94\m02\42194az_dlext_20130212_4164_4435.csv | 272
v4 | Full | 3 | 42194az_dlext_20130213_4436_4721.csv | F:\UPOD\Cell_DLE\CSV_files_raw_nieuwe_structuur\2013\sap2_94\m02 | F:\UPOD\Cell_DLE\CSV_files_raw_nieuwe_structuur\2013\sap2_94\m02\42194az_dlext_20130213_4436_4721.csv | 286
v4 | Full | 3 | 42194az_dlext_20130214_4722_5143.csv | F:\UPOD\Cell_DLE\CSV_files_raw_nieuwe_structuur\2013\sap2_94\m02 | F:\UPOD\Cell_DLE\CSV_files_raw_nieuwe_structuur\2013\sap2_94\m02\42194az_dlext_20130214_4722_5143.csv | 422
v4 | Full | 3 | 42194az_dlext_20130215_5144_5484.csv | F:\UPOD\Cell_DLE\CSV_files_raw_nieuwe_structuur\2013\sap2_94\m02 | F:\UPOD\Cell_DLE\CSV_files_raw_nieuwe_structuur\2013\sap2_94\m02\42194az_dlext_20130215_5144_5484.csv | 341
v4 | Full | 3 | 42194az_dlext_20130216_5485_5609.csv | F:\UPOD\Cell_DLE\CSV_files_raw_nieuwe_structuur\2013\sap2_94\m02 | F:\UPOD\Cell_DLE\CSV_files_raw_nieuwe_structuur\2013\sap2_94\m02\42194az_dlext_20130216_5485_5609.csv | 125
v4 | Full | 3 | 42194az_dlext_20130217_5610_5745.csv | F:\UPOD\Cell_DLE\CSV_files_raw_nieuwe_structuur\2013\sap2_94\m02 | F:\UPOD\Cell_DLE\CSV_files_raw_nieuwe_structuur\2013\sap2_94\m02\42194az_dlext_20130217_5610_5745.csv | 136
v4 | Full | 3 | 42194az_dlext_20130218_5746_6070.csv | F:\UPOD\Cell_DLE\CSV_files_raw_nieuwe_structuur\2013\sap2_94\m02 | F:\UPOD\Cell_DLE\CSV_files_raw_nieuwe_structuur\2013\sap2_94\m02\42194az_dlext_20130218_5746_6070.csv | 325
v4 | Full | 3 | 42194az_dlext_20130219_6071_6365.csv | F:\UPOD\Cell_DLE\CSV_files_raw_nieuwe_structuur\2013\sap2_94\m02 | F:\UPOD\Cell_DLE\CSV_files_raw_nieuwe_structuur\2013\sap2_94\m02\42194az_dlext_20130219_6071_6365.csv | 295
v4 | Full | 3 | 42194az_dlext_20130220_6366_6676.csv | F:\UPOD\Cell_DLE\CSV_files_raw_nieuwe_structuur\2013\sap2_94\m02 | F:\UPOD\Cell_DLE\CSV_files_raw_nieuwe_structuur\2013\sap2_94\m02\42194az_dlext_20130220_6366_6676.csv | 311
v4 | Full | 3 | 42194az_dlext_20130228_6677_8955.csv | F:\UPOD\Cell_DLE\CSV_files_raw_nieuwe_structuur\2013\sap2_94\m02 | F:\UPOD\Cell_DLE\CSV_files_raw_nieuwe_structuur\2013\sap2_94\m02\42194az_dlext_20130228_6677_8955.csv | 2279
v4 | Full | 3 | 42194az_dlext_20130301_8956_9256.csv | F:\UPOD\Cell_DLE\CSV_files_raw_nieuwe_structuur\2013\sap2_94\m03 | F:\UPOD\Cell_DLE\CSV_files_raw_nieuwe_structuur\2013\sap2_94\m03\42194az_dlext_20130301_8956_9256.csv | 301
v4 | Full | 3 | 42194az_dlext_20130302_9257_9392.csv | F:\UPOD\Cell_DLE\CSV_files_raw_nieuwe_structuur\2013\sap2_94\m03 | F:\UPOD\Cell_DLE\CSV_files_raw_nieuwe_structuur\2013\sap2_94\m03\42194az_dlext_20130302_9257_9392.csv | 136
v4 | Full | 3 | 42194az_dlext_20130303_9393_9496.csv | F:\UPOD\Cell_DLE\CSV_files_raw_nieuwe_structuur\2013\sap2_94\m03 | F:\UPOD\Cell_DLE\CSV_files_raw_nieuwe_structuur\2013\sap2_94\m03\42194az_dlext_20130303_9393_9496.csv | 104
v4 | Full | 3 | 42194az_dlext_20130304_9497_9869.csv | F:\UPOD\Cell_DLE\CSV_files_raw_nieuwe_structuur\2013\sap2_94\m03 | F:\UPOD\Cell_DLE\CSV_files_raw_nieuwe_structuur\2013\sap2_94\m03\42194az_dlext_20130304_9497_9869.csv | 373
v4 | Full | 3 | 42194az_dlext_20130305_9870_0144.csv | F:\UPOD\Cell_DLE\CSV_files_raw_nieuwe_structuur\2013\sap2_94\m03 | F:\UPOD\Cell_DLE\CSV_files_raw_nieuwe_structuur\2013\sap2_94\m03\42194az_dlext_20130305_9870_0144.csv | 275
v4 | Full | 3 | 42194az_dlext_20130306_0145_0456.csv | F:\UPOD\Cell_DLE\CSV_files_raw_nieuwe_structuur\2013\sap2_94\m03 | F:\UPOD\Cell_DLE\CSV_files_raw_nieuwe_structuur\2013\sap2_94\m03\42194az_dlext_20130306_0145_0456.csv | 312
v4 | Full | 3 | 42194az_dlext_20130307_0457_0818.csv | F:\UPOD\Cell_DLE\CSV_files_raw_nieuwe_structuur\2013\sap2_94\m03 | F:\UPOD\Cell_DLE\CSV_files_raw_nieuwe_structuur\2013\sap2_94\m03\42194az_dlext_20130307_0457_0818.csv | 362
v4 | Full | 3 | 42194az_dlext_20130308_0819_1139.csv | F:\UPOD\Cell_DLE\CSV_files_raw_nieuwe_structuur\2013\sap2_94\m03 | F:\UPOD\Cell_DLE\CSV_files_raw_nieuwe_structuur\2013\sap2_94\m03\42194az_dlext_20130308_0819_1139.csv | 321
v4 | Full | 3 | 42194az_dlext_20130309_1140_1290.csv | F:\UPOD\Cell_DLE\CSV_files_raw_nieuwe_structuur\2013\sap2_94\m03 | F:\UPOD\Cell_DLE\CSV_files_raw_nieuwe_structuur\2013\sap2_94\m03\42194az_dlext_20130309_1140_1290.csv | 151
v4 | Full | 3 | 42194az_dlext_20130310_1291_1408.csv | F:\UPOD\Cell_DLE\CSV_files_raw_nieuwe_structuur\2013\sap2_94\m03 | F:\UPOD\Cell_DLE\CSV_files_raw_nieuwe_structuur\2013\sap2_94\m03\42194az_dlext_20130310_1291_1408.csv | 118
v4 | Full | 3 | 42194az_dlext_20130311_1409_1777.csv | F:\UPOD\Cell_DLE\CSV_files_raw_nieuwe_structuur\2013\sap2_94\m03 | F:\UPOD\Cell_DLE\CSV_files_raw_nieuwe_structuur\2013\sap2_94\m03\42194az_dlext_20130311_1409_1777.csv | 369
v4 | Full | 3 | 42194az_dlext_20130312_1778_2004.csv | F:\UPOD\Cell_DLE\CSV_files_raw_nieuwe_structuur\2013\sap2_94\m03 | F:\UPOD\Cell_DLE\CSV_files_raw_nieuwe_structuur\2013\sap2_94\m03\42194az_dlext_20130312_1778_2004.csv | 227
v4 | Full | 3 | 42194az_dlext_20130313_2005_2305.csv | F:\UPOD\Cell_DLE\CSV_files_raw_nieuwe_structuur\2013\sap2_94\m03 | F:\UPOD\Cell_DLE\CSV_files_raw_nieuwe_structuur\2013\sap2_94\m03\42194az_dlext_20130313_2005_2305.csv | 301
v4 | Full | 3 | 42194az_dlext_20130314_2306_2496.csv | F:\UPOD\Cell_DLE\CSV_files_raw_nieuwe_structuur\2013\sap2_94\m03 | F:\UPOD\Cell_DLE\CSV_files_raw_nieuwe_structuur\2013\sap2_94\m03\42194az_dlext_20130314_2306_2496.csv | 191
v4 | Full | 3 | 42194az_dlext_20130315_2497_2712.csv | F:\UPOD\Cell_DLE\CSV_files_raw_nieuwe_structuur\2013\sap2_94\m03 | F:\UPOD\Cell_DLE\CSV_files_raw_nieuwe_structuur\2013\sap2_94\m03\42194az_dlext_20130315_2497_2712.csv | 216
v4 | Full | 3 | 42194az_dlext_20130316_2713_2832.csv | F:\UPOD\Cell_DLE\CSV_files_raw_nieuwe_structuur\2013\sap2_94\m03 | F:\UPOD\Cell_DLE\CSV_files_raw_nieuwe_structuur\2013\sap2_94\m03\42194az_dlext_20130316_2713_2832.csv | 120
v4 | Full | 3 | 42194az_dlext_20130317_2833_2939.csv | F:\UPOD\Cell_DLE\CSV_files_raw_nieuwe_structuur\2013\sap2_94\m03 | F:\UPOD\Cell_DLE\CSV_files_raw_nieuwe_structuur\2013\sap2_94\m03\42194az_dlext_20130317_2833_2939.csv | 107
v4 | Full | 3 | 42194az_dlext_20130318_2940_3305.csv | F:\UPOD\Cell_DLE\CSV_files_raw_nieuwe_structuur\2013\sap2_94\m03 | F:\UPOD\Cell_DLE\CSV_files_raw_nieuwe_structuur\2013\sap2_94\m03\42194az_dlext_20130318_2940_3305.csv | 366
v4 | Full | 3 | 42194az_dlext_20130319_3306_3621.csv | F:\UPOD\Cell_DLE\CSV_files_raw_nieuwe_structuur\2013\sap2_94\m03 | F:\UPOD\Cell_DLE\CSV_files_raw_nieuwe_structuur\2013\sap2_94\m03\42194az_dlext_20130319_3306_3621.csv | 316
v4 | Full | 3 | 42194az_dlext_20130320_3622_4003.csv | F:\UPOD\Cell_DLE\CSV_files_raw_nieuwe_structuur\2013\sap2_94\m03 | F:\UPOD\Cell_DLE\CSV_files_raw_nieuwe_structuur\2013\sap2_94\m03\42194az_dlext_20130320_3622_4003.csv | 382
v4 | Full | 3 | 42194az_dlext_20130321_4004_4344.csv | F:\UPOD\Cell_DLE\CSV_files_raw_nieuwe_structuur\2013\sap2_94\m03 | F:\UPOD\Cell_DLE\CSV_files_raw_nieuwe_structuur\2013\sap2_94\m03\42194az_dlext_20130321_4004_4344.csv | 341
v4 | Full | 3 | 42194az_dlext_20130322_4345_4649.csv | F:\UPOD\Cell_DLE\CSV_files_raw_nieuwe_structuur\2013\sap2_94\m03 | F:\UPOD\Cell_DLE\CSV_files_raw_nieuwe_structuur\2013\sap2_94\m03\42194az_dlext_20130322_4345_4649.csv | 305
v4 | Full | 3 | 42194az_dlext_20130323_4650_4777.csv | F:\UPOD\Cell_DLE\CSV_files_raw_nieuwe_structuur\2013\sap2_94\m03 | F:\UPOD\Cell_DLE\CSV_files_raw_nieuwe_structuur\2013\sap2_94\m03\42194az_dlext_20130323_4650_4777.csv | 128
v4 | Full | 3 | 42194az_dlext_20130324_4778_4892.csv | F:\UPOD\Cell_DLE\CSV_files_raw_nieuwe_structuur\2013\sap2_94\m03 | F:\UPOD\Cell_DLE\CSV_files_raw_nieuwe_structuur\2013\sap2_94\m03\42194az_dlext_20130324_4778_4892.csv | 115
v4 | Full | 3 | 42194az_dlext_20130325_4893_5173.csv | F:\UPOD\Cell_DLE\CSV_files_raw_nieuwe_structuur\2013\sap2_94\m03 | F:\UPOD\Cell_DLE\CSV_files_raw_nieuwe_structuur\2013\sap2_94\m03\42194az_dlext_20130325_4893_5173.csv | 281
v4 | Full | 3 | 42194az_dlext_20130326_5174_5480.csv | F:\UPOD\Cell_DLE\CSV_files_raw_nieuwe_structuur\2013\sap2_94\m03 | F:\UPOD\Cell_DLE\CSV_files_raw_nieuwe_structuur\2013\sap2_94\m03\42194az_dlext_20130326_5174_5480.csv | 307
v4 | Full | 3 | 42194az_dlext_20130327_5481_5704.csv | F:\UPOD\Cell_DLE\CSV_files_raw_nieuwe_structuur\2013\sap2_94\m03 | F:\UPOD\Cell_DLE\CSV_files_raw_nieuwe_structuur\2013\sap2_94\m03\42194az_dlext_20130327_5481_5704.csv | 224
v4 | Full | 3 | 42194az_dlext_20130328_5705_6073.csv | F:\UPOD\Cell_DLE\CSV_files_raw_nieuwe_structuur\2013\sap2_94\m03 | F:\UPOD\Cell_DLE\CSV_files_raw_nieuwe_structuur\2013\sap2_94\m03\42194az_dlext_20130328_5705_6073.csv | 369
v4 | Full | 3 | 42194az_dlext_20130329_6074_6239.csv | F:\UPOD\Cell_DLE\CSV_files_raw_nieuwe_structuur\2013\sap2_94\m03 | F:\UPOD\Cell_DLE\CSV_files_raw_nieuwe_structuur\2013\sap2_94\m03\42194az_dlext_20130329_6074_6239.csv | 166
v4 | Full | 3 | 42194az_dlext_20130330_6240_6343.csv | F:\UPOD\Cell_DLE\CSV_files_raw_nieuwe_structuur\2013\sap2_94\m03 | F:\UPOD\Cell_DLE\CSV_files_raw_nieuwe_structuur\2013\sap2_94\m03\42194az_dlext_20130330_6240_6343.csv | 104
v4 | Full | 3 | 42194az_dlext_20130331_6344_6463.csv | F:\UPOD\Cell_DLE\CSV_files_raw_nieuwe_structuur\2013\sap2_94\m03 | F:\UPOD\Cell_DLE\CSV_files_raw_nieuwe_structuur\2013\sap2_94\m03\42194az_dlext_20130331_6344_6463.csv | 120
v4 | Full | 3 | 42194az_dlext_20130401_6464_6595.csv | F:\UPOD\Cell_DLE\CSV_files_raw_nieuwe_structuur\2013\sap2_94\m04 | F:\UPOD\Cell_DLE\CSV_files_raw_nieuwe_structuur\2013\sap2_94\m04\42194az_dlext_20130401_6464_6595.csv | 132
v4 | Full | 3 | 42194az_dlext_20130402_6596_6958.csv | F:\UPOD\Cell_DLE\CSV_files_raw_nieuwe_structuur\2013\sap2_94\m04 | F:\UPOD\Cell_DLE\CSV_files_raw_nieuwe_structuur\2013\sap2_94\m04\42194az_dlext_20130402_6596_6958.csv | 363
v4 | Full | 3 | 42194az_dlext_20130403_6959_7226.csv | F:\UPOD\Cell_DLE\CSV_files_raw_nieuwe_structuur\2013\sap2_94\m04 | F:\UPOD\Cell_DLE\CSV_files_raw_nieuwe_structuur\2013\sap2_94\m04\42194az_dlext_20130403_6959_7226.csv | 268
v4 | Full | 3 | 42194az_dlext_20130404_7227_7535.csv | F:\UPOD\Cell_DLE\CSV_files_raw_nieuwe_structuur\2013\sap2_94\m04 | F:\UPOD\Cell_DLE\CSV_files_raw_nieuwe_structuur\2013\sap2_94\m04\42194az_dlext_20130404_7227_7535.csv | 309
v4 | Full | 3 | 42194az_dlext_20130405_7536_7852.csv | F:\UPOD\Cell_DLE\CSV_files_raw_nieuwe_structuur\2013\sap2_94\m04 | F:\UPOD\Cell_DLE\CSV_files_raw_nieuwe_structuur\2013\sap2_94\m04\42194az_dlext_20130405_7536_7852.csv | 317
v4 | Full | 3 | 42194az_dlext_20130406_7853_7956.csv | F:\UPOD\Cell_DLE\CSV_files_raw_nieuwe_structuur\2013\sap2_94\m04 | F:\UPOD\Cell_DLE\CSV_files_raw_nieuwe_structuur\2013\sap2_94\m04\42194az_dlext_20130406_7853_7956.csv | 104
v4 | Full | 3 | 42194az_dlext_20130407_7957_8032.csv | F:\UPOD\Cell_DLE\CSV_files_raw_nieuwe_structuur\2013\sap2_94\m04 | F:\UPOD\Cell_DLE\CSV_files_raw_nieuwe_structuur\2013\sap2_94\m04\42194az_dlext_20130407_7957_8032.csv | 76
v4 | Full | 3 | 42194az_dlext_20130408_8033_8442.csv | F:\UPOD\Cell_DLE\CSV_files_raw_nieuwe_structuur\2013\sap2_94\m04 | F:\UPOD\Cell_DLE\CSV_files_raw_nieuwe_structuur\2013\sap2_94\m04\42194az_dlext_20130408_8033_8442.csv | 410
v4 | Full | 3 | 42194az_dlext_20130409_8443_8773.csv | F:\UPOD\Cell_DLE\CSV_files_raw_nieuwe_structuur\2013\sap2_94\m04 | F:\UPOD\Cell_DLE\CSV_files_raw_nieuwe_structuur\2013\sap2_94\m04\42194az_dlext_20130409_8443_8773.csv | 331
v4 | Full | 3 | 42194az_dlext_20130410_8774_9102.csv | F:\UPOD\Cell_DLE\CSV_files_raw_nieuwe_structuur\2013\sap2_94\m04 | F:\UPOD\Cell_DLE\CSV_files_raw_nieuwe_structuur\2013\sap2_94\m04\42194az_dlext_20130410_8774_9102.csv | 329
v4 | Full | 3 | 42194az_dlext_20130411_9103_9506.csv | F:\UPOD\Cell_DLE\CSV_files_raw_nieuwe_structuur\2013\sap2_94\m04 | F:\UPOD\Cell_DLE\CSV_files_raw_nieuwe_structuur\2013\sap2_94\m04\42194az_dlext_20130411_9103_9506.csv | 404
v4 | Full | 3 | 42194az_dlext_20130412_9507_9788.csv | F:\UPOD\Cell_DLE\CSV_files_raw_nieuwe_structuur\2013\sap2_94\m04 | F:\UPOD\Cell_DLE\CSV_files_raw_nieuwe_structuur\2013\sap2_94\m04\42194az_dlext_20130412_9507_9788.csv | 282
v4 | Full | 3 | 42194az_dlext_20130413_9789_9888.csv | F:\UPOD\Cell_DLE\CSV_files_raw_nieuwe_structuur\2013\sap2_94\m04 | F:\UPOD\Cell_DLE\CSV_files_raw_nieuwe_structuur\2013\sap2_94\m04\42194az_dlext_20130413_9789_9888.csv | 100
v4 | Full | 3 | 42194az_dlext_20130414_9889_0043.csv | F:\UPOD\Cell_DLE\CSV_files_raw_nieuwe_structuur\2013\sap2_94\m04 | F:\UPOD\Cell_DLE\CSV_files_raw_nieuwe_structuur\2013\sap2_94\m04\42194az_dlext_20130414_9889_0043.csv | 155
v4 | Full | 3 | 42194az_dlext_20130415_0044_0429.csv | F:\UPOD\Cell_DLE\CSV_files_raw_nieuwe_structuur\2013\sap2_94\m04 | F:\UPOD\Cell_DLE\CSV_files_raw_nieuwe_structuur\2013\sap2_94\m04\42194az_dlext_20130415_0044_0429.csv | 386
v4 | Full | 3 | 42194az_dlext_20130416_0430_0676.csv | F:\UPOD\Cell_DLE\CSV_files_raw_nieuwe_structuur\2013\sap2_94\m04 | F:\UPOD\Cell_DLE\CSV_files_raw_nieuwe_structuur\2013\sap2_94\m04\42194az_dlext_20130416_0430_0676.csv | 247
v4 | Full | 3 | 42194az_dlext_20130417_0677_0964.csv | F:\UPOD\Cell_DLE\CSV_files_raw_nieuwe_structuur\2013\sap2_94\m04 | F:\UPOD\Cell_DLE\CSV_files_raw_nieuwe_structuur\2013\sap2_94\m04\42194az_dlext_20130417_0677_0964.csv | 288
v4 | Full | 3 | 42194az_dlext_20130418_0965_1305.csv | F:\UPOD\Cell_DLE\CSV_files_raw_nieuwe_structuur\2013\sap2_94\m04 | F:\UPOD\Cell_DLE\CSV_files_raw_nieuwe_structuur\2013\sap2_94\m04\42194az_dlext_20130418_0965_1305.csv | 341
v4 | Full | 3 | 42194az_dlext_20130419_1306_1571.csv | F:\UPOD\Cell_DLE\CSV_files_raw_nieuwe_structuur\2013\sap2_94\m04 | F:\UPOD\Cell_DLE\CSV_files_raw_nieuwe_structuur\2013\sap2_94\m04\42194az_dlext_20130419_1306_1571.csv | 266
v4 | Full | 3 | 42194az_dlext_20130420_1572_1700.csv | F:\UPOD\Cell_DLE\CSV_files_raw_nieuwe_structuur\2013\sap2_94\m04 | F:\UPOD\Cell_DLE\CSV_files_raw_nieuwe_structuur\2013\sap2_94\m04\42194az_dlext_20130420_1572_1700.csv | 129
v4 | Full | 3 | 42194az_dlext_20130421_1701_1829.csv | F:\UPOD\Cell_DLE\CSV_files_raw_nieuwe_structuur\2013\sap2_94\m04 | F:\UPOD\Cell_DLE\CSV_files_raw_nieuwe_structuur\2013\sap2_94\m04\42194az_dlext_20130421_1701_1829.csv | 129
v4 | Full | 3 | 42194az_dlext_20130422_1830_2132.csv | F:\UPOD\Cell_DLE\CSV_files_raw_nieuwe_structuur\2013\sap2_94\m04 | F:\UPOD\Cell_DLE\CSV_files_raw_nieuwe_structuur\2013\sap2_94\m04\42194az_dlext_20130422_1830_2132.csv | 303
v4 | Full | 3 | 42194az_dlext_20130423_2133_2451.csv | F:\UPOD\Cell_DLE\CSV_files_raw_nieuwe_structuur\2013\sap2_94\m04 | F:\UPOD\Cell_DLE\CSV_files_raw_nieuwe_structuur\2013\sap2_94\m04\42194az_dlext_20130423_2133_2451.csv | 319
v4 | Full | 3 | 42194az_dlext_20130424_2452_2752.csv | F:\UPOD\Cell_DLE\CSV_files_raw_nieuwe_structuur\2013\sap2_94\m04 | F:\UPOD\Cell_DLE\CSV_files_raw_nieuwe_structuur\2013\sap2_94\m04\42194az_dlext_20130424_2452_2752.csv | 301
v4 | Full | 3 | 42194az_dlext_20130425_2753_3036.csv | F:\UPOD\Cell_DLE\CSV_files_raw_nieuwe_structuur\2013\sap2_94\m04 | F:\UPOD\Cell_DLE\CSV_files_raw_nieuwe_structuur\2013\sap2_94\m04\42194az_dlext_20130425_2753_3036.csv | 284
v4 | Full | 3 | 42194az_dlext_20130426_3037_3246.csv | F:\UPOD\Cell_DLE\CSV_files_raw_nieuwe_structuur\2013\sap2_94\m04 | F:\UPOD\Cell_DLE\CSV_files_raw_nieuwe_structuur\2013\sap2_94\m04\42194az_dlext_20130426_3037_3246.csv | 210
v4 | Full | 3 | 42194az_dlext_20130427_3247_3375.csv | F:\UPOD\Cell_DLE\CSV_files_raw_nieuwe_structuur\2013\sap2_94\m04 | F:\UPOD\Cell_DLE\CSV_files_raw_nieuwe_structuur\2013\sap2_94\m04\42194az_dlext_20130427_3247_3375.csv | 129
v4 | Full | 3 | 42194az_dlext_20130428_3376_3466.csv | F:\UPOD\Cell_DLE\CSV_files_raw_nieuwe_structuur\2013\sap2_94\m04 | F:\UPOD\Cell_DLE\CSV_files_raw_nieuwe_structuur\2013\sap2_94\m04\42194az_dlext_20130428_3376_3466.csv | 91
v4 | Full | 3 | 42194az_dlext_20130429_3467_3764.csv | F:\UPOD\Cell_DLE\CSV_files_raw_nieuwe_structuur\2013\sap2_94\m04 | F:\UPOD\Cell_DLE\CSV_files_raw_nieuwe_structuur\2013\sap2_94\m04\42194az_dlext_20130429_3467_3764.csv | 298
v4 | Full | 3 | 42194az_dlext_20130430_3765_3779.csv | F:\UPOD\Cell_DLE\CSV_files_raw_nieuwe_structuur\2013\sap2_94\m04 | F:\UPOD\Cell_DLE\CSV_files_raw_nieuwe_structuur\2013\sap2_94\m04\42194az_dlext_20130430_3765_3779.csv | 15
v4 | Full | 3 | 42194az_dlext_20130501_3780_3995.csv | F:\UPOD\Cell_DLE\CSV_files_raw_nieuwe_structuur\2013\sap2_94\m05 | F:\UPOD\Cell_DLE\CSV_files_raw_nieuwe_structuur\2013\sap2_94\m05\42194az_dlext_20130501_3780_3995.csv | 216
v4 | Full | 3 | 42194az_dlext_20130502_3996_4423.csv | F:\UPOD\Cell_DLE\CSV_files_raw_nieuwe_structuur\2013\sap2_94\m05 | F:\UPOD\Cell_DLE\CSV_files_raw_nieuwe_structuur\2013\sap2_94\m05\42194az_dlext_20130502_3996_4423.csv | 428
v4 | Full | 3 | 42194az_dlext_20130503_4424_4686.csv | F:\UPOD\Cell_DLE\CSV_files_raw_nieuwe_structuur\2013\sap2_94\m05 | F:\UPOD\Cell_DLE\CSV_files_raw_nieuwe_structuur\2013\sap2_94\m05\42194az_dlext_20130503_4424_4686.csv | 263
v4 | Full | 3 | 42194az_dlext_20130504_4687_4801.csv | F:\UPOD\Cell_DLE\CSV_files_raw_nieuwe_structuur\2013\sap2_94\m05 | F:\UPOD\Cell_DLE\CSV_files_raw_nieuwe_structuur\2013\sap2_94\m05\42194az_dlext_20130504_4687_4801.csv | 115
v4 | Full | 3 | 42194az_dlext_20130505_4802_4903.csv | F:\UPOD\Cell_DLE\CSV_files_raw_nieuwe_structuur\2013\sap2_94\m05 | F:\UPOD\Cell_DLE\CSV_files_raw_nieuwe_structuur\2013\sap2_94\m05\42194az_dlext_20130505_4802_4903.csv | 102
v4 | Full | 3 | 42194az_dlext_20130506_4904_5261.csv | F:\UPOD\Cell_DLE\CSV_files_raw_nieuwe_structuur\2013\sap2_94\m05 | F:\UPOD\Cell_DLE\CSV_files_raw_nieuwe_structuur\2013\sap2_94\m05\42194az_dlext_20130506_4904_5261.csv | 358
v4 | Full | 3 | 42194az_dlext_20130507_5262_5568.csv | F:\UPOD\Cell_DLE\CSV_files_raw_nieuwe_structuur\2013\sap2_94\m05 | F:\UPOD\Cell_DLE\CSV_files_raw_nieuwe_structuur\2013\sap2_94\m05\42194az_dlext_20130507_5262_5568.csv | 307
v4 | Full | 3 | 42194az_dlext_20130508_5569_5837.csv | F:\UPOD\Cell_DLE\CSV_files_raw_nieuwe_structuur\2013\sap2_94\m05 | F:\UPOD\Cell_DLE\CSV_files_raw_nieuwe_structuur\2013\sap2_94\m05\42194az_dlext_20130508_5569_5837.csv | 269
v4 | Full | 3 | 42194az_dlext_20130509_5838_5935.csv | F:\UPOD\Cell_DLE\CSV_files_raw_nieuwe_structuur\2013\sap2_94\m05 | F:\UPOD\Cell_DLE\CSV_files_raw_nieuwe_structuur\2013\sap2_94\m05\42194az_dlext_20130509_5838_5935.csv | 98
v4 | Full | 3 | 42194az_dlext_20130510_5936_6100.csv | F:\UPOD\Cell_DLE\CSV_files_raw_nieuwe_structuur\2013\sap2_94\m05 | F:\UPOD\Cell_DLE\CSV_files_raw_nieuwe_structuur\2013\sap2_94\m05\42194az_dlext_20130510_5936_6100.csv | 165
v4 | Full | 3 | 42194az_dlext_20130511_6101_6190.csv | F:\UPOD\Cell_DLE\CSV_files_raw_nieuwe_structuur\2013\sap2_94\m05 | F:\UPOD\Cell_DLE\CSV_files_raw_nieuwe_structuur\2013\sap2_94\m05\42194az_dlext_20130511_6101_6190.csv | 90
v4 | Full | 3 | 42194az_dlext_20130512_6191_6200.csv | F:\UPOD\Cell_DLE\CSV_files_raw_nieuwe_structuur\2013\sap2_94\m05 | F:\UPOD\Cell_DLE\CSV_files_raw_nieuwe_structuur\2013\sap2_94\m05\42194az_dlext_20130512_6191_6200.csv | 10
v4 | Full | 3 | 42194az_dlext_20130513_6201_6478.csv | F:\UPOD\Cell_DLE\CSV_files_raw_nieuwe_structuur\2013\sap2_94\m05 | F:\UPOD\Cell_DLE\CSV_files_raw_nieuwe_structuur\2013\sap2_94\m05\42194az_dlext_20130513_6201_6478.csv | 278
v4 | Full | 3 | 42194az_dlext_20130514_6479_6758.csv | F:\UPOD\Cell_DLE\CSV_files_raw_nieuwe_structuur\2013\sap2_94\m05 | F:\UPOD\Cell_DLE\CSV_files_raw_nieuwe_structuur\2013\sap2_94\m05\42194az_dlext_20130514_6479_6758.csv | 280
v4 | Full | 3 | 42194az_dlext_20130515_6759_7098.csv | F:\UPOD\Cell_DLE\CSV_files_raw_nieuwe_structuur\2013\sap2_94\m05 | F:\UPOD\Cell_DLE\CSV_files_raw_nieuwe_structuur\2013\sap2_94\m05\42194az_dlext_20130515_6759_7098.csv | 340
v4 | Full | 3 | 42194az_dlext_20130516_7099_7451.csv | F:\UPOD\Cell_DLE\CSV_files_raw_nieuwe_structuur\2013\sap2_94\m05 | F:\UPOD\Cell_DLE\CSV_files_raw_nieuwe_structuur\2013\sap2_94\m05\42194az_dlext_20130516_7099_7451.csv | 353
v4 | Full | 3 | 42194az_dlext_20130517_7452_7687.csv | F:\UPOD\Cell_DLE\CSV_files_raw_nieuwe_structuur\2013\sap2_94\m05 | F:\UPOD\Cell_DLE\CSV_files_raw_nieuwe_structuur\2013\sap2_94\m05\42194az_dlext_20130517_7452_7687.csv | 236
v4 | Full | 3 | 42194az_dlext_20130518_7688_7801.csv | F:\UPOD\Cell_DLE\CSV_files_raw_nieuwe_structuur\2013\sap2_94\m05 | F:\UPOD\Cell_DLE\CSV_files_raw_nieuwe_structuur\2013\sap2_94\m05\42194az_dlext_20130518_7688_7801.csv | 114
v4 | Full | 3 | 42194az_dlext_20130519_7802_7957.csv | F:\UPOD\Cell_DLE\CSV_files_raw_nieuwe_structuur\2013\sap2_94\m05 | F:\UPOD\Cell_DLE\CSV_files_raw_nieuwe_structuur\2013\sap2_94\m05\42194az_dlext_20130519_7802_7957.csv | 156
v4 | Full | 3 | 42194az_dlext_20130520_7958_8189.csv | F:\UPOD\Cell_DLE\CSV_files_raw_nieuwe_structuur\2013\sap2_94\m05 | F:\UPOD\Cell_DLE\CSV_files_raw_nieuwe_structuur\2013\sap2_94\m05\42194az_dlext_20130520_7958_8189.csv | 232
v4 | Full | 3 | 42194az_dlext_20130521_8190_8506.csv | F:\UPOD\Cell_DLE\CSV_files_raw_nieuwe_structuur\2013\sap2_94\m05 | F:\UPOD\Cell_DLE\CSV_files_raw_nieuwe_structuur\2013\sap2_94\m05\42194az_dlext_20130521_8190_8506.csv | 317
v4 | Full | 3 | 42194az_dlext_20130522_8507_8923.csv | F:\UPOD\Cell_DLE\CSV_files_raw_nieuwe_structuur\2013\sap2_94\m05 | F:\UPOD\Cell_DLE\CSV_files_raw_nieuwe_structuur\2013\sap2_94\m05\42194az_dlext_20130522_8507_8923.csv | 417
v4 | Full | 3 | 42194az_dlext_20130523_8924_9240.csv | F:\UPOD\Cell_DLE\CSV_files_raw_nieuwe_structuur\2013\sap2_94\m05 | F:\UPOD\Cell_DLE\CSV_files_raw_nieuwe_structuur\2013\sap2_94\m05\42194az_dlext_20130523_8924_9240.csv | 317
v4 | Full | 3 | 42194az_dlext_20130524_9241_9482.csv | F:\UPOD\Cell_DLE\CSV_files_raw_nieuwe_structuur\2013\sap2_94\m05 | F:\UPOD\Cell_DLE\CSV_files_raw_nieuwe_structuur\2013\sap2_94\m05\42194az_dlext_20130524_9241_9482.csv | 242
v4 | Full | 3 | 42194az_dlext_20130525_9483_9587.csv | F:\UPOD\Cell_DLE\CSV_files_raw_nieuwe_structuur\2013\sap2_94\m05 | F:\UPOD\Cell_DLE\CSV_files_raw_nieuwe_structuur\2013\sap2_94\m05\42194az_dlext_20130525_9483_9587.csv | 105
v4 | Full | 3 | 42194az_dlext_20130526_9588_9694.csv | F:\UPOD\Cell_DLE\CSV_files_raw_nieuwe_structuur\2013\sap2_94\m05 | F:\UPOD\Cell_DLE\CSV_files_raw_nieuwe_structuur\2013\sap2_94\m05\42194az_dlext_20130526_9588_9694.csv | 107
v4 | Full | 3 | 42194az_dlext_20130527_9695_0044.csv | F:\UPOD\Cell_DLE\CSV_files_raw_nieuwe_structuur\2013\sap2_94\m05 | F:\UPOD\Cell_DLE\CSV_files_raw_nieuwe_structuur\2013\sap2_94\m05\42194az_dlext_20130527_9695_0044.csv | 350
v4 | Full | 3 | 42194az_dlext_20130528_0045_0382.csv | F:\UPOD\Cell_DLE\CSV_files_raw_nieuwe_structuur\2013\sap2_94\m05 | F:\UPOD\Cell_DLE\CSV_files_raw_nieuwe_structuur\2013\sap2_94\m05\42194az_dlext_20130528_0045_0382.csv | 338
v4 | Full | 3 | 42194az_dlext_20130529_0383_0605.csv | F:\UPOD\Cell_DLE\CSV_files_raw_nieuwe_structuur\2013\sap2_94\m05 | F:\UPOD\Cell_DLE\CSV_files_raw_nieuwe_structuur\2013\sap2_94\m05\42194az_dlext_20130529_0383_0605.csv | 223
v4 | Full | 3 | 42194az_dlext_20130530_0606_0877.csv | F:\UPOD\Cell_DLE\CSV_files_raw_nieuwe_structuur\2013\sap2_94\m05 | F:\UPOD\Cell_DLE\CSV_files_raw_nieuwe_structuur\2013\sap2_94\m05\42194az_dlext_20130530_0606_0877.csv | 272
v4 | Full | 3 | 42194az_dlext_20130531_0878_1124.csv | F:\UPOD\Cell_DLE\CSV_files_raw_nieuwe_structuur\2013\sap2_94\m05 | F:\UPOD\Cell_DLE\CSV_files_raw_nieuwe_structuur\2013\sap2_94\m05\42194az_dlext_20130531_0878_1124.csv | 247
v4 | Full | 3 | 42194az_dlext_20130601_1125_1237.csv | F:\UPOD\Cell_DLE\CSV_files_raw_nieuwe_structuur\2013\sap2_94\m06 | F:\UPOD\Cell_DLE\CSV_files_raw_nieuwe_structuur\2013\sap2_94\m06\42194az_dlext_20130601_1125_1237.csv | 113
v4 | Full | 3 | 42194az_dlext_20130602_1238_1348.csv | F:\UPOD\Cell_DLE\CSV_files_raw_nieuwe_structuur\2013\sap2_94\m06 | F:\UPOD\Cell_DLE\CSV_files_raw_nieuwe_structuur\2013\sap2_94\m06\42194az_dlext_20130602_1238_1348.csv | 111
v4 | Full | 3 | 42194az_dlext_20130603_1349_1695.csv | F:\UPOD\Cell_DLE\CSV_files_raw_nieuwe_structuur\2013\sap2_94\m06 | F:\UPOD\Cell_DLE\CSV_files_raw_nieuwe_structuur\2013\sap2_94\m06\42194az_dlext_20130603_1349_1695.csv | 347
v4 | Full | 3 | 42194az_dlext_20130604_1696_1931.csv | F:\UPOD\Cell_DLE\CSV_files_raw_nieuwe_structuur\2013\sap2_94\m06 | F:\UPOD\Cell_DLE\CSV_files_raw_nieuwe_structuur\2013\sap2_94\m06\42194az_dlext_20130604_1696_1931.csv | 236
v4 | Full | 3 | 42194az_dlext_20130605_1932_2248.csv | F:\UPOD\Cell_DLE\CSV_files_raw_nieuwe_structuur\2013\sap2_94\m06 | F:\UPOD\Cell_DLE\CSV_files_raw_nieuwe_structuur\2013\sap2_94\m06\42194az_dlext_20130605_1932_2248.csv | 317
v4 | Full | 3 | 42194az_dlext_20130606_2249_2691.csv | F:\UPOD\Cell_DLE\CSV_files_raw_nieuwe_structuur\2013\sap2_94\m06 | F:\UPOD\Cell_DLE\CSV_files_raw_nieuwe_structuur\2013\sap2_94\m06\42194az_dlext_20130606_2249_2691.csv | 443
v4 | Full | 3 | 42194az_dlext_20130607_2692_2914.csv | F:\UPOD\Cell_DLE\CSV_files_raw_nieuwe_structuur\2013\sap2_94\m06 | F:\UPOD\Cell_DLE\CSV_files_raw_nieuwe_structuur\2013\sap2_94\m06\42194az_dlext_20130607_2692_2914.csv | 223
v4 | Full | 3 | 42194az_dlext_20130608_2915_3016.csv | F:\UPOD\Cell_DLE\CSV_files_raw_nieuwe_structuur\2013\sap2_94\m06 | F:\UPOD\Cell_DLE\CSV_files_raw_nieuwe_structuur\2013\sap2_94\m06\42194az_dlext_20130608_2915_3016.csv | 102
v4 | Full | 3 | 42194az_dlext_20130609_3017_3137.csv | F:\UPOD\Cell_DLE\CSV_files_raw_nieuwe_structuur\2013\sap2_94\m06 | F:\UPOD\Cell_DLE\CSV_files_raw_nieuwe_structuur\2013\sap2_94\m06\42194az_dlext_20130609_3017_3137.csv | 121
v4 | Full | 3 | 42194az_dlext_20130610_3138_3491.csv | F:\UPOD\Cell_DLE\CSV_files_raw_nieuwe_structuur\2013\sap2_94\m06 | F:\UPOD\Cell_DLE\CSV_files_raw_nieuwe_structuur\2013\sap2_94\m06\42194az_dlext_20130610_3138_3491.csv | 354
v4 | Full | 3 | 42194az_dlext_20130611_3492_3793.csv | F:\UPOD\Cell_DLE\CSV_files_raw_nieuwe_structuur\2013\sap2_94\m06 | F:\UPOD\Cell_DLE\CSV_files_raw_nieuwe_structuur\2013\sap2_94\m06\42194az_dlext_20130611_3492_3793.csv | 302
v4 | Full | 3 | 42194az_dlext_20130612_3794_4038.csv | F:\UPOD\Cell_DLE\CSV_files_raw_nieuwe_structuur\2013\sap2_94\m06 | F:\UPOD\Cell_DLE\CSV_files_raw_nieuwe_structuur\2013\sap2_94\m06\42194az_dlext_20130612_3794_4038.csv | 245
v4 | Full | 3 | 42194az_dlext_20130613_4039_4362.csv | F:\UPOD\Cell_DLE\CSV_files_raw_nieuwe_structuur\2013\sap2_94\m06 | F:\UPOD\Cell_DLE\CSV_files_raw_nieuwe_structuur\2013\sap2_94\m06\42194az_dlext_20130613_4039_4362.csv | 324
v4 | Full | 3 | 42194az_dlext_20130614_4363_4680.csv | F:\UPOD\Cell_DLE\CSV_files_raw_nieuwe_structuur\2013\sap2_94\m06 | F:\UPOD\Cell_DLE\CSV_files_raw_nieuwe_structuur\2013\sap2_94\m06\42194az_dlext_20130614_4363_4680.csv | 318
v4 | Full | 3 | 42194az_dlext_20130615_4681_4802.csv | F:\UPOD\Cell_DLE\CSV_files_raw_nieuwe_structuur\2013\sap2_94\m06 | F:\UPOD\Cell_DLE\CSV_files_raw_nieuwe_structuur\2013\sap2_94\m06\42194az_dlext_20130615_4681_4802.csv | 122
v4 | Full | 3 | 42194az_dlext_20130616_4803_4916.csv | F:\UPOD\Cell_DLE\CSV_files_raw_nieuwe_structuur\2013\sap2_94\m06 | F:\UPOD\Cell_DLE\CSV_files_raw_nieuwe_structuur\2013\sap2_94\m06\42194az_dlext_20130616_4803_4916.csv | 114
v4 | Full | 3 | 42194az_dlext_20130617_4917_5242.csv | F:\UPOD\Cell_DLE\CSV_files_raw_nieuwe_structuur\2013\sap2_94\m06 | F:\UPOD\Cell_DLE\CSV_files_raw_nieuwe_structuur\2013\sap2_94\m06\42194az_dlext_20130617_4917_5242.csv | 326
v4 | Full | 3 | 42194az_dlext_20130618_5243_5504.csv | F:\UPOD\Cell_DLE\CSV_files_raw_nieuwe_structuur\2013\sap2_94\m06 | F:\UPOD\Cell_DLE\CSV_files_raw_nieuwe_structuur\2013\sap2_94\m06\42194az_dlext_20130618_5243_5504.csv | 262
v4 | Full | 3 | 42194az_dlext_20130619_5505_5787.csv | F:\UPOD\Cell_DLE\CSV_files_raw_nieuwe_structuur\2013\sap2_94\m06 | F:\UPOD\Cell_DLE\CSV_files_raw_nieuwe_structuur\2013\sap2_94\m06\42194az_dlext_20130619_5505_5787.csv | 283
v4 | Full | 3 | 42194az_dlext_20130620_5788_6132.csv | F:\UPOD\Cell_DLE\CSV_files_raw_nieuwe_structuur\2013\sap2_94\m06 | F:\UPOD\Cell_DLE\CSV_files_raw_nieuwe_structuur\2013\sap2_94\m06\42194az_dlext_20130620_5788_6132.csv | 345
v4 | Full | 3 | 42194az_dlext_20130621_6133_6378.csv | F:\UPOD\Cell_DLE\CSV_files_raw_nieuwe_structuur\2013\sap2_94\m06 | F:\UPOD\Cell_DLE\CSV_files_raw_nieuwe_structuur\2013\sap2_94\m06\42194az_dlext_20130621_6133_6378.csv | 246
v4 | Full | 3 | 42194az_dlext_20130622_6379_6526.csv | F:\UPOD\Cell_DLE\CSV_files_raw_nieuwe_structuur\2013\sap2_94\m06 | F:\UPOD\Cell_DLE\CSV_files_raw_nieuwe_structuur\2013\sap2_94\m06\42194az_dlext_20130622_6379_6526.csv | 148
v4 | Full | 3 | 42194az_dlext_20130623_6527_6660.csv | F:\UPOD\Cell_DLE\CSV_files_raw_nieuwe_structuur\2013\sap2_94\m06 | F:\UPOD\Cell_DLE\CSV_files_raw_nieuwe_structuur\2013\sap2_94\m06\42194az_dlext_20130623_6527_6660.csv | 134
v4 | Full | 3 | 42194az_dlext_20130624_6661_6995.csv | F:\UPOD\Cell_DLE\CSV_files_raw_nieuwe_structuur\2013\sap2_94\m06 | F:\UPOD\Cell_DLE\CSV_files_raw_nieuwe_structuur\2013\sap2_94\m06\42194az_dlext_20130624_6661_6995.csv | 335
v4 | Full | 3 | 42194az_dlext_20130625_6996_7298.csv | F:\UPOD\Cell_DLE\CSV_files_raw_nieuwe_structuur\2013\sap2_94\m06 | F:\UPOD\Cell_DLE\CSV_files_raw_nieuwe_structuur\2013\sap2_94\m06\42194az_dlext_20130625_6996_7298.csv | 303
v4 | Full | 3 | 42194az_dlext_20130626_7299_7565.csv | F:\UPOD\Cell_DLE\CSV_files_raw_nieuwe_structuur\2013\sap2_94\m06 | F:\UPOD\Cell_DLE\CSV_files_raw_nieuwe_structuur\2013\sap2_94\m06\42194az_dlext_20130626_7299_7565.csv | 267
v4 | Full | 3 | 42194az_dlext_20130627_7566_7846.csv | F:\UPOD\Cell_DLE\CSV_files_raw_nieuwe_structuur\2013\sap2_94\m06 | F:\UPOD\Cell_DLE\CSV_files_raw_nieuwe_structuur\2013\sap2_94\m06\42194az_dlext_20130627_7566_7846.csv | 281
v4 | Full | 3 | 42194az_dlext_20130628_7847_8122.csv | F:\UPOD\Cell_DLE\CSV_files_raw_nieuwe_structuur\2013\sap2_94\m06 | F:\UPOD\Cell_DLE\CSV_files_raw_nieuwe_structuur\2013\sap2_94\m06\42194az_dlext_20130628_7847_8122.csv | 276
v4 | Full | 3 | 42194az_dlext_20130629_8123_8218.csv | F:\UPOD\Cell_DLE\CSV_files_raw_nieuwe_structuur\2013\sap2_94\m06 | F:\UPOD\Cell_DLE\CSV_files_raw_nieuwe_structuur\2013\sap2_94\m06\42194az_dlext_20130629_8123_8218.csv | 96
v4 | Full | 3 | 42194az_dlext_20130630_8219_8283.csv | F:\UPOD\Cell_DLE\CSV_files_raw_nieuwe_structuur\2013\sap2_94\m06 | F:\UPOD\Cell_DLE\CSV_files_raw_nieuwe_structuur\2013\sap2_94\m06\42194az_dlext_20130630_8219_8283.csv | 65
v4 | Full | 3 | 42194az_dlext_20130701_8284_8623.csv | F:\UPOD\Cell_DLE\CSV_files_raw_nieuwe_structuur\2013\sap2_94\m07 | F:\UPOD\Cell_DLE\CSV_files_raw_nieuwe_structuur\2013\sap2_94\m07\42194az_dlext_20130701_8284_8623.csv | 340
v4 | Full | 3 | 42194az_dlext_20130702_8624_8887.csv | F:\UPOD\Cell_DLE\CSV_files_raw_nieuwe_structuur\2013\sap2_94\m07 | F:\UPOD\Cell_DLE\CSV_files_raw_nieuwe_structuur\2013\sap2_94\m07\42194az_dlext_20130702_8624_8887.csv | 264
v4 | Full | 3 | 42194az_dlext_20130703_8888_9166.csv | F:\UPOD\Cell_DLE\CSV_files_raw_nieuwe_structuur\2013\sap2_94\m07 | F:\UPOD\Cell_DLE\CSV_files_raw_nieuwe_structuur\2013\sap2_94\m07\42194az_dlext_20130703_8888_9166.csv | 279
v4 | Full | 3 | 42194az_dlext_20130704_9167_9471.csv | F:\UPOD\Cell_DLE\CSV_files_raw_nieuwe_structuur\2013\sap2_94\m07 | F:\UPOD\Cell_DLE\CSV_files_raw_nieuwe_structuur\2013\sap2_94\m07\42194az_dlext_20130704_9167_9471.csv | 305
v4 | Full | 3 | 42194az_dlext_20130705_9472_9728.csv | F:\UPOD\Cell_DLE\CSV_files_raw_nieuwe_structuur\2013\sap2_94\m07 | F:\UPOD\Cell_DLE\CSV_files_raw_nieuwe_structuur\2013\sap2_94\m07\42194az_dlext_20130705_9472_9728.csv | 257
v4 | Full | 3 | 42194az_dlext_20130706_9729_9840.csv | F:\UPOD\Cell_DLE\CSV_files_raw_nieuwe_structuur\2013\sap2_94\m07 | F:\UPOD\Cell_DLE\CSV_files_raw_nieuwe_structuur\2013\sap2_94\m07\42194az_dlext_20130706_9729_9840.csv | 112
v4 | Full | 3 | 42194az_dlext_20130707_9841_9950.csv | F:\UPOD\Cell_DLE\CSV_files_raw_nieuwe_structuur\2013\sap2_94\m07 | F:\UPOD\Cell_DLE\CSV_files_raw_nieuwe_structuur\2013\sap2_94\m07\42194az_dlext_20130707_9841_9950.csv | 110
v4 | Full | 3 | 42194az_dlext_20130708_9951_0268.csv | F:\UPOD\Cell_DLE\CSV_files_raw_nieuwe_structuur\2013\sap2_94\m07 | F:\UPOD\Cell_DLE\CSV_files_raw_nieuwe_structuur\2013\sap2_94\m07\42194az_dlext_20130708_9951_0268.csv | 318
v4 | Full | 3 | 42194az_dlext_20130709_0269_0569.csv | F:\UPOD\Cell_DLE\CSV_files_raw_nieuwe_structuur\2013\sap2_94\m07 | F:\UPOD\Cell_DLE\CSV_files_raw_nieuwe_structuur\2013\sap2_94\m07\42194az_dlext_20130709_0269_0569.csv | 301
v4 | Full | 3 | 42194az_dlext_20130710_0570_0817.csv | F:\UPOD\Cell_DLE\CSV_files_raw_nieuwe_structuur\2013\sap2_94\m07 | F:\UPOD\Cell_DLE\CSV_files_raw_nieuwe_structuur\2013\sap2_94\m07\42194az_dlext_20130710_0570_0817.csv | 248
v4 | Full | 3 | 42194az_dlext_20130711_0818_1088.csv | F:\UPOD\Cell_DLE\CSV_files_raw_nieuwe_structuur\2013\sap2_94\m07 | F:\UPOD\Cell_DLE\CSV_files_raw_nieuwe_structuur\2013\sap2_94\m07\42194az_dlext_20130711_0818_1088.csv | 271
v4 | Full | 3 | 42194az_dlext_20130712_1089_1401.csv | F:\UPOD\Cell_DLE\CSV_files_raw_nieuwe_structuur\2013\sap2_94\m07 | F:\UPOD\Cell_DLE\CSV_files_raw_nieuwe_structuur\2013\sap2_94\m07\42194az_dlext_20130712_1089_1401.csv | 313
v4 | Full | 3 | 42194az_dlext_20130713_1402_1555.csv | F:\UPOD\Cell_DLE\CSV_files_raw_nieuwe_structuur\2013\sap2_94\m07 | F:\UPOD\Cell_DLE\CSV_files_raw_nieuwe_structuur\2013\sap2_94\m07\42194az_dlext_20130713_1402_1555.csv | 154
v4 | Full | 3 | 42194az_dlext_20130714_1556_1659.csv | F:\UPOD\Cell_DLE\CSV_files_raw_nieuwe_structuur\2013\sap2_94\m07 | F:\UPOD\Cell_DLE\CSV_files_raw_nieuwe_structuur\2013\sap2_94\m07\42194az_dlext_20130714_1556_1659.csv | 104
v4 | Full | 3 | 42194az_dlext_20130715_1660_2054.csv | F:\UPOD\Cell_DLE\CSV_files_raw_nieuwe_structuur\2013\sap2_94\m07 | F:\UPOD\Cell_DLE\CSV_files_raw_nieuwe_structuur\2013\sap2_94\m07\42194az_dlext_20130715_1660_2054.csv | 395
v4 | Full | 3 | 42194az_dlext_20130716_2055_2315.csv | F:\UPOD\Cell_DLE\CSV_files_raw_nieuwe_structuur\2013\sap2_94\m07 | F:\UPOD\Cell_DLE\CSV_files_raw_nieuwe_structuur\2013\sap2_94\m07\42194az_dlext_20130716_2055_2315.csv | 261
v4 | Full | 3 | 42194az_dlext_20130717_2316_2807.csv | F:\UPOD\Cell_DLE\CSV_files_raw_nieuwe_structuur\2013\sap2_94\m07 | F:\UPOD\Cell_DLE\CSV_files_raw_nieuwe_structuur\2013\sap2_94\m07\42194az_dlext_20130717_2316_2807.csv | 492
v4 | Full | 3 | 42194az_dlext_20130718_2808_3186.csv | F:\UPOD\Cell_DLE\CSV_files_raw_nieuwe_structuur\2013\sap2_94\m07 | F:\UPOD\Cell_DLE\CSV_files_raw_nieuwe_structuur\2013\sap2_94\m07\42194az_dlext_20130718_2808_3186.csv | 379
v4 | Full | 3 | 42194az_dlext_20130719_3187_3433.csv | F:\UPOD\Cell_DLE\CSV_files_raw_nieuwe_structuur\2013\sap2_94\m07 | F:\UPOD\Cell_DLE\CSV_files_raw_nieuwe_structuur\2013\sap2_94\m07\42194az_dlext_20130719_3187_3433.csv | 247
v4 | Full | 3 | 42194az_dlext_20130720_3434_3558.csv | F:\UPOD\Cell_DLE\CSV_files_raw_nieuwe_structuur\2013\sap2_94\m07 | F:\UPOD\Cell_DLE\CSV_files_raw_nieuwe_structuur\2013\sap2_94\m07\42194az_dlext_20130720_3434_3558.csv | 125
v4 | Full | 3 | 42194az_dlext_20130721_3559_3680.csv | F:\UPOD\Cell_DLE\CSV_files_raw_nieuwe_structuur\2013\sap2_94\m07 | F:\UPOD\Cell_DLE\CSV_files_raw_nieuwe_structuur\2013\sap2_94\m07\42194az_dlext_20130721_3559_3680.csv | 122
v4 | Full | 3 | 42194az_dlext_20130722_3681_3959.csv | F:\UPOD\Cell_DLE\CSV_files_raw_nieuwe_structuur\2013\sap2_94\m07 | F:\UPOD\Cell_DLE\CSV_files_raw_nieuwe_structuur\2013\sap2_94\m07\42194az_dlext_20130722_3681_3959.csv | 279
v4 | Full | 3 | 42194az_dlext_20130723_3960_4281.csv | F:\UPOD\Cell_DLE\CSV_files_raw_nieuwe_structuur\2013\sap2_94\m07 | F:\UPOD\Cell_DLE\CSV_files_raw_nieuwe_structuur\2013\sap2_94\m07\42194az_dlext_20130723_3960_4281.csv | 322
v4 | Full | 3 | 42194az_dlext_20130724_4282_4536.csv | F:\UPOD\Cell_DLE\CSV_files_raw_nieuwe_structuur\2013\sap2_94\m07 | F:\UPOD\Cell_DLE\CSV_files_raw_nieuwe_structuur\2013\sap2_94\m07\42194az_dlext_20130724_4282_4536.csv | 255
v4 | Full | 3 | 42194az_dlext_20130725_4537_4831.csv | F:\UPOD\Cell_DLE\CSV_files_raw_nieuwe_structuur\2013\sap2_94\m07 | F:\UPOD\Cell_DLE\CSV_files_raw_nieuwe_structuur\2013\sap2_94\m07\42194az_dlext_20130725_4537_4831.csv | 295
v4 | Full | 3 | 42194az_dlext_20130726_4832_5077.csv | F:\UPOD\Cell_DLE\CSV_files_raw_nieuwe_structuur\2013\sap2_94\m07 | F:\UPOD\Cell_DLE\CSV_files_raw_nieuwe_structuur\2013\sap2_94\m07\42194az_dlext_20130726_4832_5077.csv | 246
v4 | Full | 3 | 42194az_dlext_20130727_5078_5200.csv | F:\UPOD\Cell_DLE\CSV_files_raw_nieuwe_structuur\2013\sap2_94\m07 | F:\UPOD\Cell_DLE\CSV_files_raw_nieuwe_structuur\2013\sap2_94\m07\42194az_dlext_20130727_5078_5200.csv | 123
v4 | Full | 3 | 42194az_dlext_20130728_5201_5299.csv | F:\UPOD\Cell_DLE\CSV_files_raw_nieuwe_structuur\2013\sap2_94\m07 | F:\UPOD\Cell_DLE\CSV_files_raw_nieuwe_structuur\2013\sap2_94\m07\42194az_dlext_20130728_5201_5299.csv | 99
v4 | Full | 3 | 42194az_dlext_20130729_5300_5568.csv | F:\UPOD\Cell_DLE\CSV_files_raw_nieuwe_structuur\2013\sap2_94\m07 | F:\UPOD\Cell_DLE\CSV_files_raw_nieuwe_structuur\2013\sap2_94\m07\42194az_dlext_20130729_5300_5568.csv | 269
v4 | Full | 3 | 42194az_dlext_20130730_5569_5764.csv | F:\UPOD\Cell_DLE\CSV_files_raw_nieuwe_structuur\2013\sap2_94\m07 | F:\UPOD\Cell_DLE\CSV_files_raw_nieuwe_structuur\2013\sap2_94\m07\42194az_dlext_20130730_5569_5764.csv | 196
v4 | Full | 3 | 42194az_dlext_20130731_5765_6041.csv | F:\UPOD\Cell_DLE\CSV_files_raw_nieuwe_structuur\2013\sap2_94\m07 | F:\UPOD\Cell_DLE\CSV_files_raw_nieuwe_structuur\2013\sap2_94\m07\42194az_dlext_20130731_5765_6041.csv | 277
v4 | Full | 3 | 42194az_dlext_20130801_6042_6324.csv | F:\UPOD\Cell_DLE\CSV_files_raw_nieuwe_structuur\2013\sap2_94\m08 | F:\UPOD\Cell_DLE\CSV_files_raw_nieuwe_structuur\2013\sap2_94\m08\42194az_dlext_20130801_6042_6324.csv | 283
v4 | Full | 3 | 42194az_dlext_20130802_6325_6549.csv | F:\UPOD\Cell_DLE\CSV_files_raw_nieuwe_structuur\2013\sap2_94\m08 | F:\UPOD\Cell_DLE\CSV_files_raw_nieuwe_structuur\2013\sap2_94\m08\42194az_dlext_20130802_6325_6549.csv | 225
v4 | Full | 3 | 42194az_dlext_20130803_6550_6665.csv | F:\UPOD\Cell_DLE\CSV_files_raw_nieuwe_structuur\2013\sap2_94\m08 | F:\UPOD\Cell_DLE\CSV_files_raw_nieuwe_structuur\2013\sap2_94\m08\42194az_dlext_20130803_6550_6665.csv | 116
v4 | Full | 3 | 42194az_dlext_20130804_6666_6811.csv | F:\UPOD\Cell_DLE\CSV_files_raw_nieuwe_structuur\2013\sap2_94\m08 | F:\UPOD\Cell_DLE\CSV_files_raw_nieuwe_structuur\2013\sap2_94\m08\42194az_dlext_20130804_6666_6811.csv | 146
v4 | Full | 3 | 42194az_dlext_20130805_6812_7124.csv | F:\UPOD\Cell_DLE\CSV_files_raw_nieuwe_structuur\2013\sap2_94\m08 | F:\UPOD\Cell_DLE\CSV_files_raw_nieuwe_structuur\2013\sap2_94\m08\42194az_dlext_20130805_6812_7124.csv | 313
v4 | Full | 3 | 42194az_dlext_20130806_7125_7349.csv | F:\UPOD\Cell_DLE\CSV_files_raw_nieuwe_structuur\2013\sap2_94\m08 | F:\UPOD\Cell_DLE\CSV_files_raw_nieuwe_structuur\2013\sap2_94\m08\42194az_dlext_20130806_7125_7349.csv | 225
v4 | Full | 3 | 42194az_dlext_20130807_7350_7563.csv | F:\UPOD\Cell_DLE\CSV_files_raw_nieuwe_structuur\2013\sap2_94\m08 | F:\UPOD\Cell_DLE\CSV_files_raw_nieuwe_structuur\2013\sap2_94\m08\42194az_dlext_20130807_7350_7563.csv | 214
v4 | Full | 3 | 42194az_dlext_20130808_7564_7837.csv | F:\UPOD\Cell_DLE\CSV_files_raw_nieuwe_structuur\2013\sap2_94\m08 | F:\UPOD\Cell_DLE\CSV_files_raw_nieuwe_structuur\2013\sap2_94\m08\42194az_dlext_20130808_7564_7837.csv | 274
v4 | Full | 3 | 42194az_dlext_20130809_7838_8034.csv | F:\UPOD\Cell_DLE\CSV_files_raw_nieuwe_structuur\2013\sap2_94\m08 | F:\UPOD\Cell_DLE\CSV_files_raw_nieuwe_structuur\2013\sap2_94\m08\42194az_dlext_20130809_7838_8034.csv | 197
v4 | Full | 3 | 42194az_dlext_20130810_8035_8149.csv | F:\UPOD\Cell_DLE\CSV_files_raw_nieuwe_structuur\2013\sap2_94\m08 | F:\UPOD\Cell_DLE\CSV_files_raw_nieuwe_structuur\2013\sap2_94\m08\42194az_dlext_20130810_8035_8149.csv | 115
v4 | Full | 3 | 42194az_dlext_20130811_8150_8256.csv | F:\UPOD\Cell_DLE\CSV_files_raw_nieuwe_structuur\2013\sap2_94\m08 | F:\UPOD\Cell_DLE\CSV_files_raw_nieuwe_structuur\2013\sap2_94\m08\42194az_dlext_20130811_8150_8256.csv | 107
v4 | Full | 3 | 42194az_dlext_20130812_8257_8515.csv | F:\UPOD\Cell_DLE\CSV_files_raw_nieuwe_structuur\2013\sap2_94\m08 | F:\UPOD\Cell_DLE\CSV_files_raw_nieuwe_structuur\2013\sap2_94\m08\42194az_dlext_20130812_8257_8515.csv | 259
v4 | Full | 3 | 42194az_dlext_20130813_8516_8801.csv | F:\UPOD\Cell_DLE\CSV_files_raw_nieuwe_structuur\2013\sap2_94\m08 | F:\UPOD\Cell_DLE\CSV_files_raw_nieuwe_structuur\2013\sap2_94\m08\42194az_dlext_20130813_8516_8801.csv | 286
v4 | Full | 3 | 42194az_dlext_20130814_8802_9024.csv | F:\UPOD\Cell_DLE\CSV_files_raw_nieuwe_structuur\2013\sap2_94\m08 | F:\UPOD\Cell_DLE\CSV_files_raw_nieuwe_structuur\2013\sap2_94\m08\42194az_dlext_20130814_8802_9024.csv | 223
v4 | Full | 3 | 42194az_dlext_20130815_9025_9344.csv | F:\UPOD\Cell_DLE\CSV_files_raw_nieuwe_structuur\2013\sap2_94\m08 | F:\UPOD\Cell_DLE\CSV_files_raw_nieuwe_structuur\2013\sap2_94\m08\42194az_dlext_20130815_9025_9344.csv | 320
v4 | Full | 3 | 42194az_dlext_20130816_9345_9540.csv | F:\UPOD\Cell_DLE\CSV_files_raw_nieuwe_structuur\2013\sap2_94\m08 | F:\UPOD\Cell_DLE\CSV_files_raw_nieuwe_structuur\2013\sap2_94\m08\42194az_dlext_20130816_9345_9540.csv | 196
v4 | Full | 3 | 42194az_dlext_20130817_9541_9632.csv | F:\UPOD\Cell_DLE\CSV_files_raw_nieuwe_structuur\2013\sap2_94\m08 | F:\UPOD\Cell_DLE\CSV_files_raw_nieuwe_structuur\2013\sap2_94\m08\42194az_dlext_20130817_9541_9632.csv | 92
v4 | Full | 3 | 42194az_dlext_20130818_9633_9736.csv | F:\UPOD\Cell_DLE\CSV_files_raw_nieuwe_structuur\2013\sap2_94\m08 | F:\UPOD\Cell_DLE\CSV_files_raw_nieuwe_structuur\2013\sap2_94\m08\42194az_dlext_20130818_9633_9736.csv | 104
v4 | Full | 3 | 42194az_dlext_20130819_9737_0049.csv | F:\UPOD\Cell_DLE\CSV_files_raw_nieuwe_structuur\2013\sap2_94\m08 | F:\UPOD\Cell_DLE\CSV_files_raw_nieuwe_structuur\2013\sap2_94\m08\42194az_dlext_20130819_9737_0049.csv | 313
v4 | Full | 3 | 42194az_dlext_20130820_0050_0253.csv | F:\UPOD\Cell_DLE\CSV_files_raw_nieuwe_structuur\2013\sap2_94\m08 | F:\UPOD\Cell_DLE\CSV_files_raw_nieuwe_structuur\2013\sap2_94\m08\42194az_dlext_20130820_0050_0253.csv | 204
v4 | Full | 3 | 42194az_dlext_20130821_0254_0520.csv | F:\UPOD\Cell_DLE\CSV_files_raw_nieuwe_structuur\2013\sap2_94\m08 | F:\UPOD\Cell_DLE\CSV_files_raw_nieuwe_structuur\2013\sap2_94\m08\42194az_dlext_20130821_0254_0520.csv | 267
v4 | Full | 3 | 42194az_dlext_20130822_0521_0803.csv | F:\UPOD\Cell_DLE\CSV_files_raw_nieuwe_structuur\2013\sap2_94\m08 | F:\UPOD\Cell_DLE\CSV_files_raw_nieuwe_structuur\2013\sap2_94\m08\42194az_dlext_20130822_0521_0803.csv | 283
v4 | Full | 3 | 42194az_dlext_20130823_0804_1056.csv | F:\UPOD\Cell_DLE\CSV_files_raw_nieuwe_structuur\2013\sap2_94\m08 | F:\UPOD\Cell_DLE\CSV_files_raw_nieuwe_structuur\2013\sap2_94\m08\42194az_dlext_20130823_0804_1056.csv | 253
v4 | Full | 3 | 42194az_dlext_20130824_1057_1148.csv | F:\UPOD\Cell_DLE\CSV_files_raw_nieuwe_structuur\2013\sap2_94\m08 | F:\UPOD\Cell_DLE\CSV_files_raw_nieuwe_structuur\2013\sap2_94\m08\42194az_dlext_20130824_1057_1148.csv | 92
v4 | Full | 3 | 42194az_dlext_20130825_1149_1242.csv | F:\UPOD\Cell_DLE\CSV_files_raw_nieuwe_structuur\2013\sap2_94\m08 | F:\UPOD\Cell_DLE\CSV_files_raw_nieuwe_structuur\2013\sap2_94\m08\42194az_dlext_20130825_1149_1242.csv | 94
v4 | Full | 3 | 42194az_dlext_20130826_1243_1485.csv | F:\UPOD\Cell_DLE\CSV_files_raw_nieuwe_structuur\2013\sap2_94\m08 | F:\UPOD\Cell_DLE\CSV_files_raw_nieuwe_structuur\2013\sap2_94\m08\42194az_dlext_20130826_1243_1485.csv | 243
v4 | Full | 3 | 42194az_dlext_20130827_1486_1742.csv | F:\UPOD\Cell_DLE\CSV_files_raw_nieuwe_structuur\2013\sap2_94\m08 | F:\UPOD\Cell_DLE\CSV_files_raw_nieuwe_structuur\2013\sap2_94\m08\42194az_dlext_20130827_1486_1742.csv | 257
v4 | Full | 3 | 42194az_dlext_20130828_1743_2012.csv | F:\UPOD\Cell_DLE\CSV_files_raw_nieuwe_structuur\2013\sap2_94\m08 | F:\UPOD\Cell_DLE\CSV_files_raw_nieuwe_structuur\2013\sap2_94\m08\42194az_dlext_20130828_1743_2012.csv | 270
v4 | Full | 3 | 42194az_dlext_20130829_2013_2321.csv | F:\UPOD\Cell_DLE\CSV_files_raw_nieuwe_structuur\2013\sap2_94\m08 | F:\UPOD\Cell_DLE\CSV_files_raw_nieuwe_structuur\2013\sap2_94\m08\42194az_dlext_20130829_2013_2321.csv | 309
v4 | Full | 3 | 42194az_dlext_20130830_2322_2602.csv | F:\UPOD\Cell_DLE\CSV_files_raw_nieuwe_structuur\2013\sap2_94\m08 | F:\UPOD\Cell_DLE\CSV_files_raw_nieuwe_structuur\2013\sap2_94\m08\42194az_dlext_20130830_2322_2602.csv | 281
v4 | Full | 3 | 42194az_dlext_20130831_2603_2737.csv | F:\UPOD\Cell_DLE\CSV_files_raw_nieuwe_structuur\2013\sap2_94\m08 | F:\UPOD\Cell_DLE\CSV_files_raw_nieuwe_structuur\2013\sap2_94\m08\42194az_dlext_20130831_2603_2737.csv | 135
v4 | Full | 3 | 42194az_dlext_20130901_2738_2865.csv | F:\UPOD\Cell_DLE\CSV_files_raw_nieuwe_structuur\2013\sap2_94\m09 | F:\UPOD\Cell_DLE\CSV_files_raw_nieuwe_structuur\2013\sap2_94\m09\42194az_dlext_20130901_2738_2865.csv | 128
v4 | Full | 3 | 42194az_dlext_20130902_2866_3142.csv | F:\UPOD\Cell_DLE\CSV_files_raw_nieuwe_structuur\2013\sap2_94\m09 | F:\UPOD\Cell_DLE\CSV_files_raw_nieuwe_structuur\2013\sap2_94\m09\42194az_dlext_20130902_2866_3142.csv | 277
v4 | Full | 3 | 42194az_dlext_20130903_3143_3523.csv | F:\UPOD\Cell_DLE\CSV_files_raw_nieuwe_structuur\2013\sap2_94\m09 | F:\UPOD\Cell_DLE\CSV_files_raw_nieuwe_structuur\2013\sap2_94\m09\42194az_dlext_20130903_3143_3523.csv | 381
v4 | Full | 3 | 42194az_dlext_20130904_3524_3772.csv | F:\UPOD\Cell_DLE\CSV_files_raw_nieuwe_structuur\2013\sap2_94\m09 | F:\UPOD\Cell_DLE\CSV_files_raw_nieuwe_structuur\2013\sap2_94\m09\42194az_dlext_20130904_3524_3772.csv | 249
v4 | Full | 3 | 42194az_dlext_20130905_3773_4150.csv | F:\UPOD\Cell_DLE\CSV_files_raw_nieuwe_structuur\2013\sap2_94\m09 | F:\UPOD\Cell_DLE\CSV_files_raw_nieuwe_structuur\2013\sap2_94\m09\42194az_dlext_20130905_3773_4150.csv | 378
v4 | Full | 3 | 42194az_dlext_20130906_4151_4391.csv | F:\UPOD\Cell_DLE\CSV_files_raw_nieuwe_structuur\2013\sap2_94\m09 | F:\UPOD\Cell_DLE\CSV_files_raw_nieuwe_structuur\2013\sap2_94\m09\42194az_dlext_20130906_4151_4391.csv | 241
v4 | Full | 3 | 42194az_dlext_20130907_4392_4497.csv | F:\UPOD\Cell_DLE\CSV_files_raw_nieuwe_structuur\2013\sap2_94\m09 | F:\UPOD\Cell_DLE\CSV_files_raw_nieuwe_structuur\2013\sap2_94\m09\42194az_dlext_20130907_4392_4497.csv | 106
v4 | Full | 3 | 42194az_dlext_20130908_4498_4644.csv | F:\UPOD\Cell_DLE\CSV_files_raw_nieuwe_structuur\2013\sap2_94\m09 | F:\UPOD\Cell_DLE\CSV_files_raw_nieuwe_structuur\2013\sap2_94\m09\42194az_dlext_20130908_4498_4644.csv | 147
v4 | Full | 3 | 42194az_dlext_20130909_4645_5047.csv | F:\UPOD\Cell_DLE\CSV_files_raw_nieuwe_structuur\2013\sap2_94\m09 | F:\UPOD\Cell_DLE\CSV_files_raw_nieuwe_structuur\2013\sap2_94\m09\42194az_dlext_20130909_4645_5047.csv | 403
v4 | Full | 3 | 42194az_dlext_20130910_5048_5289.csv | F:\UPOD\Cell_DLE\CSV_files_raw_nieuwe_structuur\2013\sap2_94\m09 | F:\UPOD\Cell_DLE\CSV_files_raw_nieuwe_structuur\2013\sap2_94\m09\42194az_dlext_20130910_5048_5289.csv | 242
v4 | Full | 3 | 42194az_dlext_20130911_5290_5565.csv | F:\UPOD\Cell_DLE\CSV_files_raw_nieuwe_structuur\2013\sap2_94\m09 | F:\UPOD\Cell_DLE\CSV_files_raw_nieuwe_structuur\2013\sap2_94\m09\42194az_dlext_20130911_5290_5565.csv | 276
v4 | Full | 3 | 42194az_dlext_20130912_5566_5816.csv | F:\UPOD\Cell_DLE\CSV_files_raw_nieuwe_structuur\2013\sap2_94\m09 | F:\UPOD\Cell_DLE\CSV_files_raw_nieuwe_structuur\2013\sap2_94\m09\42194az_dlext_20130912_5566_5816.csv | 251
v4 | Full | 3 | 42194az_dlext_20130913_5817_6082.csv | F:\UPOD\Cell_DLE\CSV_files_raw_nieuwe_structuur\2013\sap2_94\m09 | F:\UPOD\Cell_DLE\CSV_files_raw_nieuwe_structuur\2013\sap2_94\m09\42194az_dlext_20130913_5817_6082.csv | 266
v4 | Full | 3 | 42194az_dlext_20130914_6083_6217.csv | F:\UPOD\Cell_DLE\CSV_files_raw_nieuwe_structuur\2013\sap2_94\m09 | F:\UPOD\Cell_DLE\CSV_files_raw_nieuwe_structuur\2013\sap2_94\m09\42194az_dlext_20130914_6083_6217.csv | 135
v4 | Full | 3 | 42194az_dlext_20130915_6218_6296.csv | F:\UPOD\Cell_DLE\CSV_files_raw_nieuwe_structuur\2013\sap2_94\m09 | F:\UPOD\Cell_DLE\CSV_files_raw_nieuwe_structuur\2013\sap2_94\m09\42194az_dlext_20130915_6218_6296.csv | 79
v4 | Full | 3 | 42194az_dlext_20130916_6297_6643.csv | F:\UPOD\Cell_DLE\CSV_files_raw_nieuwe_structuur\2013\sap2_94\m09 | F:\UPOD\Cell_DLE\CSV_files_raw_nieuwe_structuur\2013\sap2_94\m09\42194az_dlext_20130916_6297_6643.csv | 347
v4 | Full | 3 | 42194az_dlext_20130917_6644_6838.csv | F:\UPOD\Cell_DLE\CSV_files_raw_nieuwe_structuur\2013\sap2_94\m09 | F:\UPOD\Cell_DLE\CSV_files_raw_nieuwe_structuur\2013\sap2_94\m09\42194az_dlext_20130917_6644_6838.csv | 195
v4 | Full | 3 | 42194az_dlext_20130918_6839_7043.csv | F:\UPOD\Cell_DLE\CSV_files_raw_nieuwe_structuur\2013\sap2_94\m09 | F:\UPOD\Cell_DLE\CSV_files_raw_nieuwe_structuur\2013\sap2_94\m09\42194az_dlext_20130918_6839_7043.csv | 205
v4 | Full | 3 | 42194az_dlext_20130919_7044_7331.csv | F:\UPOD\Cell_DLE\CSV_files_raw_nieuwe_structuur\2013\sap2_94\m09 | F:\UPOD\Cell_DLE\CSV_files_raw_nieuwe_structuur\2013\sap2_94\m09\42194az_dlext_20130919_7044_7331.csv | 288
v4 | Full | 3 | 42194az_dlext_20130920_7332_7572.csv | F:\UPOD\Cell_DLE\CSV_files_raw_nieuwe_structuur\2013\sap2_94\m09 | F:\UPOD\Cell_DLE\CSV_files_raw_nieuwe_structuur\2013\sap2_94\m09\42194az_dlext_20130920_7332_7572.csv | 241
v4 | Full | 3 | 42194az_dlext_20130921_7573_7678.csv | F:\UPOD\Cell_DLE\CSV_files_raw_nieuwe_structuur\2013\sap2_94\m09 | F:\UPOD\Cell_DLE\CSV_files_raw_nieuwe_structuur\2013\sap2_94\m09\42194az_dlext_20130921_7573_7678.csv | 106
v4 | Full | 3 | 42194az_dlext_20130922_7679_7813.csv | F:\UPOD\Cell_DLE\CSV_files_raw_nieuwe_structuur\2013\sap2_94\m09 | F:\UPOD\Cell_DLE\CSV_files_raw_nieuwe_structuur\2013\sap2_94\m09\42194az_dlext_20130922_7679_7813.csv | 135
v4 | Full | 3 | 42194az_dlext_20130923_7814_8176.csv | F:\UPOD\Cell_DLE\CSV_files_raw_nieuwe_structuur\2013\sap2_94\m09 | F:\UPOD\Cell_DLE\CSV_files_raw_nieuwe_structuur\2013\sap2_94\m09\42194az_dlext_20130923_7814_8176.csv | 363
v4 | Full | 3 | 42194az_dlext_20130924_8177_8457.csv | F:\UPOD\Cell_DLE\CSV_files_raw_nieuwe_structuur\2013\sap2_94\m09 | F:\UPOD\Cell_DLE\CSV_files_raw_nieuwe_structuur\2013\sap2_94\m09\42194az_dlext_20130924_8177_8457.csv | 281
v4 | Full | 3 | 42194az_dlext_20130925_8458_8743.csv | F:\UPOD\Cell_DLE\CSV_files_raw_nieuwe_structuur\2013\sap2_94\m09 | F:\UPOD\Cell_DLE\CSV_files_raw_nieuwe_structuur\2013\sap2_94\m09\42194az_dlext_20130925_8458_8743.csv | 286
v4 | Full | 3 | 42194az_dlext_20130926_8744_9039.csv | F:\UPOD\Cell_DLE\CSV_files_raw_nieuwe_structuur\2013\sap2_94\m09 | F:\UPOD\Cell_DLE\CSV_files_raw_nieuwe_structuur\2013\sap2_94\m09\42194az_dlext_20130926_8744_9039.csv | 296
v4 | Full | 3 | 42194az_dlext_20130927_9040_9289.csv | F:\UPOD\Cell_DLE\CSV_files_raw_nieuwe_structuur\2013\sap2_94\m09 | F:\UPOD\Cell_DLE\CSV_files_raw_nieuwe_structuur\2013\sap2_94\m09\42194az_dlext_20130927_9040_9289.csv | 250
v4 | Full | 3 | 42194az_dlext_20130928_9290_9407.csv | F:\UPOD\Cell_DLE\CSV_files_raw_nieuwe_structuur\2013\sap2_94\m09 | F:\UPOD\Cell_DLE\CSV_files_raw_nieuwe_structuur\2013\sap2_94\m09\42194az_dlext_20130928_9290_9407.csv | 118
v4 | Full | 3 | 42194az_dlext_20130929_9408_9514.csv | F:\UPOD\Cell_DLE\CSV_files_raw_nieuwe_structuur\2013\sap2_94\m09 | F:\UPOD\Cell_DLE\CSV_files_raw_nieuwe_structuur\2013\sap2_94\m09\42194az_dlext_20130929_9408_9514.csv | 107
v4 | Full | 3 | 42194az_dlext_20130930_9515_9840.csv | F:\UPOD\Cell_DLE\CSV_files_raw_nieuwe_structuur\2013\sap2_94\m09 | F:\UPOD\Cell_DLE\CSV_files_raw_nieuwe_structuur\2013\sap2_94\m09\42194az_dlext_20130930_9515_9840.csv | 326
v4 | Full | 3 | 42194az_dlext_20131001_9841_0110.csv | F:\UPOD\Cell_DLE\CSV_files_raw_nieuwe_structuur\2013\sap2_94\m10 | F:\UPOD\Cell_DLE\CSV_files_raw_nieuwe_structuur\2013\sap2_94\m10\42194az_dlext_20131001_9841_0110.csv | 270
v4 | Full | 3 | 42194az_dlext_20131002_0111_0404.csv | F:\UPOD\Cell_DLE\CSV_files_raw_nieuwe_structuur\2013\sap2_94\m10 | F:\UPOD\Cell_DLE\CSV_files_raw_nieuwe_structuur\2013\sap2_94\m10\42194az_dlext_20131002_0111_0404.csv | 294
v4 | Full | 3 | 42194az_dlext_20131003_0405_0536.csv | F:\UPOD\Cell_DLE\CSV_files_raw_nieuwe_structuur\2013\sap2_94\m10 | F:\UPOD\Cell_DLE\CSV_files_raw_nieuwe_structuur\2013\sap2_94\m10\42194az_dlext_20131003_0405_0536.csv | 132
v4 | Full | 3 | 42194az_dlext_20131004_0537_0630.csv | F:\UPOD\Cell_DLE\CSV_files_raw_nieuwe_structuur\2013\sap2_94\m10 | F:\UPOD\Cell_DLE\CSV_files_raw_nieuwe_structuur\2013\sap2_94\m10\42194az_dlext_20131004_0537_0630.csv | 94
v4 | Full | 3 | 42194az_dlext_20131005_0631_0761.csv | F:\UPOD\Cell_DLE\CSV_files_raw_nieuwe_structuur\2013\sap2_94\m10 | F:\UPOD\Cell_DLE\CSV_files_raw_nieuwe_structuur\2013\sap2_94\m10\42194az_dlext_20131005_0631_0761.csv | 131
v4 | Full | 3 | 42194az_dlext_20131006_0762_0883.csv | F:\UPOD\Cell_DLE\CSV_files_raw_nieuwe_structuur\2013\sap2_94\m10 | F:\UPOD\Cell_DLE\CSV_files_raw_nieuwe_structuur\2013\sap2_94\m10\42194az_dlext_20131006_0762_0883.csv | 122
v4 | Full | 3 | 42194az_dlext_20131007_0884_1187.csv | F:\UPOD\Cell_DLE\CSV_files_raw_nieuwe_structuur\2013\sap2_94\m10 | F:\UPOD\Cell_DLE\CSV_files_raw_nieuwe_structuur\2013\sap2_94\m10\42194az_dlext_20131007_0884_1187.csv | 304
v4 | Full | 3 | 42194az_dlext_20131112_7365_0552.csv | F:\UPOD\Cell_DLE\CSV_files_raw_nieuwe_structuur\2013\sap2_94\m11 | F:\UPOD\Cell_DLE\CSV_files_raw_nieuwe_structuur\2013\sap2_94\m11\42194az_dlext_20131112_7365_0552.csv | 3188
v4 | Full | 3 | 42194az_dlext_20131113_0553_0850.csv | F:\UPOD\Cell_DLE\CSV_files_raw_nieuwe_structuur\2013\sap2_94\m11 | F:\UPOD\Cell_DLE\CSV_files_raw_nieuwe_structuur\2013\sap2_94\m11\42194az_dlext_20131113_0553_0850.csv | 298
v4 | Full | 3 | 42194az_dlext_20131114_0851_1153.csv | F:\UPOD\Cell_DLE\CSV_files_raw_nieuwe_structuur\2013\sap2_94\m11 | F:\UPOD\Cell_DLE\CSV_files_raw_nieuwe_structuur\2013\sap2_94\m11\42194az_dlext_20131114_0851_1153.csv | 303
v4 | Full | 3 | 42194az_dlext_20131115_1154_1535.csv | F:\UPOD\Cell_DLE\CSV_files_raw_nieuwe_structuur\2013\sap2_94\m11 | F:\UPOD\Cell_DLE\CSV_files_raw_nieuwe_structuur\2013\sap2_94\m11\42194az_dlext_20131115_1154_1535.csv | 382
v4 | Full | 3 | 42194az_dlext_20131116_1536_1639.csv | F:\UPOD\Cell_DLE\CSV_files_raw_nieuwe_structuur\2013\sap2_94\m11 | F:\UPOD\Cell_DLE\CSV_files_raw_nieuwe_structuur\2013\sap2_94\m11\42194az_dlext_20131116_1536_1639.csv | 104
v4 | Full | 3 | 42194az_dlext_20131117_1640_1773.csv | F:\UPOD\Cell_DLE\CSV_files_raw_nieuwe_structuur\2013\sap2_94\m11 | F:\UPOD\Cell_DLE\CSV_files_raw_nieuwe_structuur\2013\sap2_94\m11\42194az_dlext_20131117_1640_1773.csv | 134
v4 | Full | 3 | 42194az_dlext_20131118_1774_2102.csv | F:\UPOD\Cell_DLE\CSV_files_raw_nieuwe_structuur\2013\sap2_94\m11 | F:\UPOD\Cell_DLE\CSV_files_raw_nieuwe_structuur\2013\sap2_94\m11\42194az_dlext_20131118_1774_2102.csv | 329
v4 | Full | 3 | 42194az_dlext_20131119_2103_2454.csv | F:\UPOD\Cell_DLE\CSV_files_raw_nieuwe_structuur\2013\sap2_94\m11 | F:\UPOD\Cell_DLE\CSV_files_raw_nieuwe_structuur\2013\sap2_94\m11\42194az_dlext_20131119_2103_2454.csv | 352
v4 | Full | 3 | 42194az_dlext_20131120_2455_2705.csv | F:\UPOD\Cell_DLE\CSV_files_raw_nieuwe_structuur\2013\sap2_94\m11 | F:\UPOD\Cell_DLE\CSV_files_raw_nieuwe_structuur\2013\sap2_94\m11\42194az_dlext_20131120_2455_2705.csv | 251
v4 | Full | 3 | 42194az_dlext_20131121_2706_2961.csv | F:\UPOD\Cell_DLE\CSV_files_raw_nieuwe_structuur\2013\sap2_94\m11 | F:\UPOD\Cell_DLE\CSV_files_raw_nieuwe_structuur\2013\sap2_94\m11\42194az_dlext_20131121_2706_2961.csv | 256
v4 | Full | 3 | 42194az_dlext_20131122_2962_3220.csv | F:\UPOD\Cell_DLE\CSV_files_raw_nieuwe_structuur\2013\sap2_94\m11 | F:\UPOD\Cell_DLE\CSV_files_raw_nieuwe_structuur\2013\sap2_94\m11\42194az_dlext_20131122_2962_3220.csv | 259
v4 | Full | 3 | 42194az_dlext_20131123_3221_3335.csv | F:\UPOD\Cell_DLE\CSV_files_raw_nieuwe_structuur\2013\sap2_94\m11 | F:\UPOD\Cell_DLE\CSV_files_raw_nieuwe_structuur\2013\sap2_94\m11\42194az_dlext_20131123_3221_3335.csv | 115
v4 | Full | 3 | 42194az_dlext_20131124_3336_3450.csv | F:\UPOD\Cell_DLE\CSV_files_raw_nieuwe_structuur\2013\sap2_94\m11 | F:\UPOD\Cell_DLE\CSV_files_raw_nieuwe_structuur\2013\sap2_94\m11\42194az_dlext_20131124_3336_3450.csv | 115
v4 | Full | 3 | 42194az_dlext_20131125_3451_3771.csv | F:\UPOD\Cell_DLE\CSV_files_raw_nieuwe_structuur\2013\sap2_94\m11 | F:\UPOD\Cell_DLE\CSV_files_raw_nieuwe_structuur\2013\sap2_94\m11\42194az_dlext_20131125_3451_3771.csv | 321
v4 | Full | 3 | 42194az_dlext_20131126_3773_4055.csv | F:\UPOD\Cell_DLE\CSV_files_raw_nieuwe_structuur\2013\sap2_94\m11 | F:\UPOD\Cell_DLE\CSV_files_raw_nieuwe_structuur\2013\sap2_94\m11\42194az_dlext_20131126_3773_4055.csv | 283
v4 | Full | 3 | 42194az_dlext_20131127_4056_4303.csv | F:\UPOD\Cell_DLE\CSV_files_raw_nieuwe_structuur\2013\sap2_94\m11 | F:\UPOD\Cell_DLE\CSV_files_raw_nieuwe_structuur\2013\sap2_94\m11\42194az_dlext_20131127_4056_4303.csv | 248
v4 | Full | 3 | 42194az_dlext_20131128_4304_4801.csv | F:\UPOD\Cell_DLE\CSV_files_raw_nieuwe_structuur\2013\sap2_94\m11 | F:\UPOD\Cell_DLE\CSV_files_raw_nieuwe_structuur\2013\sap2_94\m11\42194az_dlext_20131128_4304_4801.csv | 498
v4 | Full | 3 | 42194az_dlext_20131129_4802_5062.csv | F:\UPOD\Cell_DLE\CSV_files_raw_nieuwe_structuur\2013\sap2_94\m11 | F:\UPOD\Cell_DLE\CSV_files_raw_nieuwe_structuur\2013\sap2_94\m11\42194az_dlext_20131129_4802_5062.csv | 261
v4 | Full | 3 | 42194az_dlext_20131130_5063_5199.csv | F:\UPOD\Cell_DLE\CSV_files_raw_nieuwe_structuur\2013\sap2_94\m11 | F:\UPOD\Cell_DLE\CSV_files_raw_nieuwe_structuur\2013\sap2_94\m11\42194az_dlext_20131130_5063_5199.csv | 137
v4 | Full | 3 | 42194az_dlext_20131201_5200_5298.csv | F:\UPOD\Cell_DLE\CSV_files_raw_nieuwe_structuur\2013\sap2_94\m12 | F:\UPOD\Cell_DLE\CSV_files_raw_nieuwe_structuur\2013\sap2_94\m12\42194az_dlext_20131201_5200_5298.csv | 99
v4 | Full | 3 | 42194az_dlext_20131202_5299_5589.csv | F:\UPOD\Cell_DLE\CSV_files_raw_nieuwe_structuur\2013\sap2_94\m12 | F:\UPOD\Cell_DLE\CSV_files_raw_nieuwe_structuur\2013\sap2_94\m12\42194az_dlext_20131202_5299_5589.csv | 291
v4 | Full | 3 | 42194az_dlext_20131203_5590_5873.csv | F:\UPOD\Cell_DLE\CSV_files_raw_nieuwe_structuur\2013\sap2_94\m12 | F:\UPOD\Cell_DLE\CSV_files_raw_nieuwe_structuur\2013\sap2_94\m12\42194az_dlext_20131203_5590_5873.csv | 284
v4 | Full | 3 | 42194az_dlext_20131204_5874_6122.csv | F:\UPOD\Cell_DLE\CSV_files_raw_nieuwe_structuur\2013\sap2_94\m12 | F:\UPOD\Cell_DLE\CSV_files_raw_nieuwe_structuur\2013\sap2_94\m12\42194az_dlext_20131204_5874_6122.csv | 249
v4 | Full | 3 | 42194az_dlext_20131205_6123_6428.csv | F:\UPOD\Cell_DLE\CSV_files_raw_nieuwe_structuur\2013\sap2_94\m12 | F:\UPOD\Cell_DLE\CSV_files_raw_nieuwe_structuur\2013\sap2_94\m12\42194az_dlext_20131205_6123_6428.csv | 306
v4 | Full | 3 | 42194az_dlext_20131206_6429_6756.csv | F:\UPOD\Cell_DLE\CSV_files_raw_nieuwe_structuur\2013\sap2_94\m12 | F:\UPOD\Cell_DLE\CSV_files_raw_nieuwe_structuur\2013\sap2_94\m12\42194az_dlext_20131206_6429_6756.csv | 328
v4 | Full | 3 | 42194az_dlext_20131207_6757_6883.csv | F:\UPOD\Cell_DLE\CSV_files_raw_nieuwe_structuur\2013\sap2_94\m12 | F:\UPOD\Cell_DLE\CSV_files_raw_nieuwe_structuur\2013\sap2_94\m12\42194az_dlext_20131207_6757_6883.csv | 127
v4 | Full | 3 | 42194az_dlext_20131208_6884_7001.csv | F:\UPOD\Cell_DLE\CSV_files_raw_nieuwe_structuur\2013\sap2_94\m12 | F:\UPOD\Cell_DLE\CSV_files_raw_nieuwe_structuur\2013\sap2_94\m12\42194az_dlext_20131208_6884_7001.csv | 118
v4 | Full | 3 | 42194az_dlext_20131209_7002_7364.csv | F:\UPOD\Cell_DLE\CSV_files_raw_nieuwe_structuur\2013\sap2_94\m12 | F:\UPOD\Cell_DLE\CSV_files_raw_nieuwe_structuur\2013\sap2_94\m12\42194az_dlext_20131209_7002_7364.csv | 363
v4 | Full | 3 | 42194az_dlext_20131210_7365_7656.csv | F:\UPOD\Cell_DLE\CSV_files_raw_nieuwe_structuur\2013\sap2_94\m12 | F:\UPOD\Cell_DLE\CSV_files_raw_nieuwe_structuur\2013\sap2_94\m12\42194az_dlext_20131210_7365_7656.csv | 292
v4 | Full | 3 | 42194az_dlext_20131211_7657_7903.csv | F:\UPOD\Cell_DLE\CSV_files_raw_nieuwe_structuur\2013\sap2_94\m12 | F:\UPOD\Cell_DLE\CSV_files_raw_nieuwe_structuur\2013\sap2_94\m12\42194az_dlext_20131211_7657_7903.csv | 247
v4 | Full | 3 | 42194az_dlext_20131212_7904_8150.csv | F:\UPOD\Cell_DLE\CSV_files_raw_nieuwe_structuur\2013\sap2_94\m12 | F:\UPOD\Cell_DLE\CSV_files_raw_nieuwe_structuur\2013\sap2_94\m12\42194az_dlext_20131212_7904_8150.csv | 247
v4 | Full | 3 | 42194az_dlext_20131213_8151_8462.csv | F:\UPOD\Cell_DLE\CSV_files_raw_nieuwe_structuur\2013\sap2_94\m12 | F:\UPOD\Cell_DLE\CSV_files_raw_nieuwe_structuur\2013\sap2_94\m12\42194az_dlext_20131213_8151_8462.csv | 312
v4 | Full | 3 | 42194az_dlext_20131214_8463_8584.csv | F:\UPOD\Cell_DLE\CSV_files_raw_nieuwe_structuur\2013\sap2_94\m12 | F:\UPOD\Cell_DLE\CSV_files_raw_nieuwe_structuur\2013\sap2_94\m12\42194az_dlext_20131214_8463_8584.csv | 122
v4 | Full | 3 | 42194az_dlext_20131215_8585_8722.csv | F:\UPOD\Cell_DLE\CSV_files_raw_nieuwe_structuur\2013\sap2_94\m12 | F:\UPOD\Cell_DLE\CSV_files_raw_nieuwe_structuur\2013\sap2_94\m12\42194az_dlext_20131215_8585_8722.csv | 138
v4 | Full | 3 | 42194az_dlext_20131216_8723_9094.csv | F:\UPOD\Cell_DLE\CSV_files_raw_nieuwe_structuur\2013\sap2_94\m12 | F:\UPOD\Cell_DLE\CSV_files_raw_nieuwe_structuur\2013\sap2_94\m12\42194az_dlext_20131216_8723_9094.csv | 372
v4 | Full | 3 | 42194az_dlext_20131217_9095_9352.csv | F:\UPOD\Cell_DLE\CSV_files_raw_nieuwe_structuur\2013\sap2_94\m12 | F:\UPOD\Cell_DLE\CSV_files_raw_nieuwe_structuur\2013\sap2_94\m12\42194az_dlext_20131217_9095_9352.csv | 258
v4 | Full | 3 | 42194az_dlext_20131218_9353_9561.csv | F:\UPOD\Cell_DLE\CSV_files_raw_nieuwe_structuur\2013\sap2_94\m12 | F:\UPOD\Cell_DLE\CSV_files_raw_nieuwe_structuur\2013\sap2_94\m12\42194az_dlext_20131218_9353_9561.csv | 209
v4 | Full | 3 | 42194az_dlext_20131219_9562_9821.csv | F:\UPOD\Cell_DLE\CSV_files_raw_nieuwe_structuur\2013\sap2_94\m12 | F:\UPOD\Cell_DLE\CSV_files_raw_nieuwe_structuur\2013\sap2_94\m12\42194az_dlext_20131219_9562_9821.csv | 260
v4 | Full | 3 | 42194az_dlext_20131220_9822_0112.csv | F:\UPOD\Cell_DLE\CSV_files_raw_nieuwe_structuur\2013\sap2_94\m12 | F:\UPOD\Cell_DLE\CSV_files_raw_nieuwe_structuur\2013\sap2_94\m12\42194az_dlext_20131220_9822_0112.csv | 291
v4 | Full | 3 | 42194az_dlext_20131221_0113_0166.csv | F:\UPOD\Cell_DLE\CSV_files_raw_nieuwe_structuur\2013\sap2_94\m12 | F:\UPOD\Cell_DLE\CSV_files_raw_nieuwe_structuur\2013\sap2_94\m12\42194az_dlext_20131221_0113_0166.csv | 54
v4 | Full | 3 | 42194az_dlext_20131222_0167_0175.csv | F:\UPOD\Cell_DLE\CSV_files_raw_nieuwe_structuur\2013\sap2_94\m12 | F:\UPOD\Cell_DLE\CSV_files_raw_nieuwe_structuur\2013\sap2_94\m12\42194az_dlext_20131222_0167_0175.csv | 9
v4 | Full | 3 | 42194az_dlext_20131223_0176_0276.csv | F:\UPOD\Cell_DLE\CSV_files_raw_nieuwe_structuur\2013\sap2_94\m12 | F:\UPOD\Cell_DLE\CSV_files_raw_nieuwe_structuur\2013\sap2_94\m12\42194az_dlext_20131223_0176_0276.csv | 101
v4 | Full | 3 | 42194az_dlext_20131224_0277_0539.csv | F:\UPOD\Cell_DLE\CSV_files_raw_nieuwe_structuur\2013\sap2_94\m12 | F:\UPOD\Cell_DLE\CSV_files_raw_nieuwe_structuur\2013\sap2_94\m12\42194az_dlext_20131224_0277_0539.csv | 263
v4 | Full | 3 | 42194az_dlext_20131225_0540_0650.csv | F:\UPOD\Cell_DLE\CSV_files_raw_nieuwe_structuur\2013\sap2_94\m12 | F:\UPOD\Cell_DLE\CSV_files_raw_nieuwe_structuur\2013\sap2_94\m12\42194az_dlext_20131225_0540_0650.csv | 111
v4 | Full | 3 | 42194az_dlext_20131226_0651_0780.csv | F:\UPOD\Cell_DLE\CSV_files_raw_nieuwe_structuur\2013\sap2_94\m12 | F:\UPOD\Cell_DLE\CSV_files_raw_nieuwe_structuur\2013\sap2_94\m12\42194az_dlext_20131226_0651_0780.csv | 130
v4 | Full | 3 | 42194az_dlext_20131227_0781_0951.csv | F:\UPOD\Cell_DLE\CSV_files_raw_nieuwe_structuur\2013\sap2_94\m12 | F:\UPOD\Cell_DLE\CSV_files_raw_nieuwe_structuur\2013\sap2_94\m12\42194az_dlext_20131227_0781_0951.csv | 171
v4 | Full | 3 | 42194az_dlext_20131229_0980_1059.csv | F:\UPOD\Cell_DLE\CSV_files_raw_nieuwe_structuur\2013\sap2_94\m12 | F:\UPOD\Cell_DLE\CSV_files_raw_nieuwe_structuur\2013\sap2_94\m12\42194az_dlext_20131229_0980_1059.csv | 80
v4 | Full | 3 | 42194az_dlext_20131230_1060_1296.csv | F:\UPOD\Cell_DLE\CSV_files_raw_nieuwe_structuur\2013\sap2_94\m12 | F:\UPOD\Cell_DLE\CSV_files_raw_nieuwe_structuur\2013\sap2_94\m12\42194az_dlext_20131230_1060_1296.csv | 237
v4 | Full | 3 | 42194az_dlext_20131231_1297_1435.csv | F:\UPOD\Cell_DLE\CSV_files_raw_nieuwe_structuur\2013\sap2_94\m12 | F:\UPOD\Cell_DLE\CSV_files_raw_nieuwe_structuur\2013\sap2_94\m12\42194az_dlext_20131231_1297_1435.csv | 139
v4 | Full | 3 | 42194az_dlext_20140101_1436_1528.csv | F:\UPOD\Cell_DLE\CSV_files_raw_nieuwe_structuur\2014\sap2_94\m01 | F:\UPOD\Cell_DLE\CSV_files_raw_nieuwe_structuur\2014\sap2_94\m01\42194az_dlext_20140101_1436_1528.csv | 93
v4 | Full | 3 | 42194az_dlext_20140102_1529_1778.csv | F:\UPOD\Cell_DLE\CSV_files_raw_nieuwe_structuur\2014\sap2_94\m01 | F:\UPOD\Cell_DLE\CSV_files_raw_nieuwe_structuur\2014\sap2_94\m01\42194az_dlext_20140102_1529_1778.csv | 250
v4 | Full | 3 | 42194az_dlext_20140103_1779_1997.csv | F:\UPOD\Cell_DLE\CSV_files_raw_nieuwe_structuur\2014\sap2_94\m01 | F:\UPOD\Cell_DLE\CSV_files_raw_nieuwe_structuur\2014\sap2_94\m01\42194az_dlext_20140103_1779_1997.csv | 219
v4 | Full | 3 | 42194az_dlext_20140104_1998_2097.csv | F:\UPOD\Cell_DLE\CSV_files_raw_nieuwe_structuur\2014\sap2_94\m01 | F:\UPOD\Cell_DLE\CSV_files_raw_nieuwe_structuur\2014\sap2_94\m01\42194az_dlext_20140104_1998_2097.csv | 100
v4 | Full | 3 | 42194az_dlext_20140105_2098_2179.csv | F:\UPOD\Cell_DLE\CSV_files_raw_nieuwe_structuur\2014\sap2_94\m01 | F:\UPOD\Cell_DLE\CSV_files_raw_nieuwe_structuur\2014\sap2_94\m01\42194az_dlext_20140105_2098_2179.csv | 82
v4 | Full | 3 | 42194az_dlext_20140106_2180_2555.csv | F:\UPOD\Cell_DLE\CSV_files_raw_nieuwe_structuur\2014\sap2_94\m01 | F:\UPOD\Cell_DLE\CSV_files_raw_nieuwe_structuur\2014\sap2_94\m01\42194az_dlext_20140106_2180_2555.csv | 376
v4 | Full | 3 | 42194az_dlext_20140107_2556_2914.csv | F:\UPOD\Cell_DLE\CSV_files_raw_nieuwe_structuur\2014\sap2_94\m01 | F:\UPOD\Cell_DLE\CSV_files_raw_nieuwe_structuur\2014\sap2_94\m01\42194az_dlext_20140107_2556_2914.csv | 359
v4 | Full | 3 | 42194az_dlext_20140108_2915_3403.csv | F:\UPOD\Cell_DLE\CSV_files_raw_nieuwe_structuur\2014\sap2_94\m01 | F:\UPOD\Cell_DLE\CSV_files_raw_nieuwe_structuur\2014\sap2_94\m01\42194az_dlext_20140108_2915_3403.csv | 489
v4 | Full | 3 | 42194az_dlext_20140109_3404_3841.csv | F:\UPOD\Cell_DLE\CSV_files_raw_nieuwe_structuur\2014\sap2_94\m01 | F:\UPOD\Cell_DLE\CSV_files_raw_nieuwe_structuur\2014\sap2_94\m01\42194az_dlext_20140109_3404_3841.csv | 438
v4 | Full | 3 | 42710az96_dlext_20130320_1799_1814.csv | F:\UPOD\Cell_DLE\CSV_files_raw_nieuwe_structuur\2013\sap6_96\m03 | F:\UPOD\Cell_DLE\CSV_files_raw_nieuwe_structuur\2013\sap6_96\m03\42710az96_dlext_20130320_1799_1814.csv | 16
v4 | Full | 3 | 42710az96_dlext_20130321_1815_1877.csv | F:\UPOD\Cell_DLE\CSV_files_raw_nieuwe_structuur\2013\sap6_96\m03 | F:\UPOD\Cell_DLE\CSV_files_raw_nieuwe_structuur\2013\sap6_96\m03\42710az96_dlext_20130321_1815_1877.csv | 63
v4 | Full | 3 | 42710az96_dlext_20130322_1878_2170.csv | F:\UPOD\Cell_DLE\CSV_files_raw_nieuwe_structuur\2013\sap6_96\m03 | F:\UPOD\Cell_DLE\CSV_files_raw_nieuwe_structuur\2013\sap6_96\m03\42710az96_dlext_20130322_1878_2170.csv | 293
v4 | Full | 3 | 42710az96_dlext_20130323_2171_2422.csv | F:\UPOD\Cell_DLE\CSV_files_raw_nieuwe_structuur\2013\sap6_96\m03 | F:\UPOD\Cell_DLE\CSV_files_raw_nieuwe_structuur\2013\sap6_96\m03\42710az96_dlext_20130323_2171_2422.csv | 252
v4 | Full | 3 | 42710az96_dlext_20130324_2423_2529.csv | F:\UPOD\Cell_DLE\CSV_files_raw_nieuwe_structuur\2013\sap6_96\m03 | F:\UPOD\Cell_DLE\CSV_files_raw_nieuwe_structuur\2013\sap6_96\m03\42710az96_dlext_20130324_2423_2529.csv | 107
v4 | Full | 3 | 42710az96_dlext_20130325_2530_2616.csv | F:\UPOD\Cell_DLE\CSV_files_raw_nieuwe_structuur\2013\sap6_96\m03 | F:\UPOD\Cell_DLE\CSV_files_raw_nieuwe_structuur\2013\sap6_96\m03\42710az96_dlext_20130325_2530_2616.csv | 87
v4 | Full | 3 | 42710az96_dlext_20130326_2617_2996.csv | F:\UPOD\Cell_DLE\CSV_files_raw_nieuwe_structuur\2013\sap6_96\m03 | F:\UPOD\Cell_DLE\CSV_files_raw_nieuwe_structuur\2013\sap6_96\m03\42710az96_dlext_20130326_2617_2996.csv | 380
v4 | Full | 3 | 42710az96_dlext_20130327_2997_3334.csv | F:\UPOD\Cell_DLE\CSV_files_raw_nieuwe_structuur\2013\sap6_96\m03 | F:\UPOD\Cell_DLE\CSV_files_raw_nieuwe_structuur\2013\sap6_96\m03\42710az96_dlext_20130327_2997_3334.csv | 338
v4 | Full | 3 | 42710az96_dlext_20130328_3335_3672.csv | F:\UPOD\Cell_DLE\CSV_files_raw_nieuwe_structuur\2013\sap6_96\m03 | F:\UPOD\Cell_DLE\CSV_files_raw_nieuwe_structuur\2013\sap6_96\m03\42710az96_dlext_20130328_3335_3672.csv | 338
v4 | Full | 3 | 42710az96_dlext_20130329_3673_3951.csv | F:\UPOD\Cell_DLE\CSV_files_raw_nieuwe_structuur\2013\sap6_96\m03 | F:\UPOD\Cell_DLE\CSV_files_raw_nieuwe_structuur\2013\sap6_96\m03\42710az96_dlext_20130329_3673_3951.csv | 279
v4 | Full | 3 | 42710az96_dlext_20130330_3952_4080.csv | F:\UPOD\Cell_DLE\CSV_files_raw_nieuwe_structuur\2013\sap6_96\m03 | F:\UPOD\Cell_DLE\CSV_files_raw_nieuwe_structuur\2013\sap6_96\m03\42710az96_dlext_20130330_3952_4080.csv | 129
v4 | Full | 3 | 42710az96_dlext_20130331_4081_4192.csv | F:\UPOD\Cell_DLE\CSV_files_raw_nieuwe_structuur\2013\sap6_96\m03 | F:\UPOD\Cell_DLE\CSV_files_raw_nieuwe_structuur\2013\sap6_96\m03\42710az96_dlext_20130331_4081_4192.csv | 112
v4 | Full | 3 | 42710az96_dlext_20130401_4193_4272.csv | F:\UPOD\Cell_DLE\CSV_files_raw_nieuwe_structuur\2013\sap6_96\m03 | F:\UPOD\Cell_DLE\CSV_files_raw_nieuwe_structuur\2013\sap6_96\m03\42710az96_dlext_20130401_4193_4272.csv | 80
v4 | Full | 3 | 42710az96_dlext_20130402_4273_4405.csv | F:\UPOD\Cell_DLE\CSV_files_raw_nieuwe_structuur\2013\sap6_96\m04 | F:\UPOD\Cell_DLE\CSV_files_raw_nieuwe_structuur\2013\sap6_96\m04\42710az96_dlext_20130402_4273_4405.csv | 133
v4 | Full | 3 | 42710az96_dlext_20130403_4406_4695.csv | F:\UPOD\Cell_DLE\CSV_files_raw_nieuwe_structuur\2013\sap6_96\m04 | F:\UPOD\Cell_DLE\CSV_files_raw_nieuwe_structuur\2013\sap6_96\m04\42710az96_dlext_20130403_4406_4695.csv | 290
v4 | Full | 3 | 42710az96_dlext_20130404_4696_5037.csv | F:\UPOD\Cell_DLE\CSV_files_raw_nieuwe_structuur\2013\sap6_96\m04 | F:\UPOD\Cell_DLE\CSV_files_raw_nieuwe_structuur\2013\sap6_96\m04\42710az96_dlext_20130404_4696_5037.csv | 342
v4 | Full | 3 | 42710az96_dlext_20130405_5038_5421.csv | F:\UPOD\Cell_DLE\CSV_files_raw_nieuwe_structuur\2013\sap6_96\m04 | F:\UPOD\Cell_DLE\CSV_files_raw_nieuwe_structuur\2013\sap6_96\m04\42710az96_dlext_20130405_5038_5421.csv | 384
v4 | Full | 3 | 42710az96_dlext_20130406_5422_5647.csv | F:\UPOD\Cell_DLE\CSV_files_raw_nieuwe_structuur\2013\sap6_96\m04 | F:\UPOD\Cell_DLE\CSV_files_raw_nieuwe_structuur\2013\sap6_96\m04\42710az96_dlext_20130406_5422_5647.csv | 226
v4 | Full | 3 | 42710az96_dlext_20130407_5648_5741.csv | F:\UPOD\Cell_DLE\CSV_files_raw_nieuwe_structuur\2013\sap6_96\m04 | F:\UPOD\Cell_DLE\CSV_files_raw_nieuwe_structuur\2013\sap6_96\m04\42710az96_dlext_20130407_5648_5741.csv | 94
v4 | Full | 3 | 42710az96_dlext_20130408_5742_5834.csv | F:\UPOD\Cell_DLE\CSV_files_raw_nieuwe_structuur\2013\sap6_96\m04 | F:\UPOD\Cell_DLE\CSV_files_raw_nieuwe_structuur\2013\sap6_96\m04\42710az96_dlext_20130408_5742_5834.csv | 93
v4 | Full | 3 | 42710az96_dlext_20130409_5835_6106.csv | F:\UPOD\Cell_DLE\CSV_files_raw_nieuwe_structuur\2013\sap6_96\m04 | F:\UPOD\Cell_DLE\CSV_files_raw_nieuwe_structuur\2013\sap6_96\m04\42710az96_dlext_20130409_5835_6106.csv | 272
v4 | Full | 3 | 42710az96_dlext_20130410_6107_6524.csv | F:\UPOD\Cell_DLE\CSV_files_raw_nieuwe_structuur\2013\sap6_96\m04 | F:\UPOD\Cell_DLE\CSV_files_raw_nieuwe_structuur\2013\sap6_96\m04\42710az96_dlext_20130410_6107_6524.csv | 418
v4 | Full | 3 | 42710az96_dlext_20130411_6525_6941.csv | F:\UPOD\Cell_DLE\CSV_files_raw_nieuwe_structuur\2013\sap6_96\m04 | F:\UPOD\Cell_DLE\CSV_files_raw_nieuwe_structuur\2013\sap6_96\m04\42710az96_dlext_20130411_6525_6941.csv | 417
v4 | Full | 3 | 42710az96_dlext_20130412_6942_7201.csv | F:\UPOD\Cell_DLE\CSV_files_raw_nieuwe_structuur\2013\sap6_96\m04 | F:\UPOD\Cell_DLE\CSV_files_raw_nieuwe_structuur\2013\sap6_96\m04\42710az96_dlext_20130412_6942_7201.csv | 260
v4 | Full | 3 | 42710az96_dlext_20130413_7202_7457.csv | F:\UPOD\Cell_DLE\CSV_files_raw_nieuwe_structuur\2013\sap6_96\m04 | F:\UPOD\Cell_DLE\CSV_files_raw_nieuwe_structuur\2013\sap6_96\m04\42710az96_dlext_20130413_7202_7457.csv | 256
v4 | Full | 3 | 42710az96_dlext_20130414_7458_7587.csv | F:\UPOD\Cell_DLE\CSV_files_raw_nieuwe_structuur\2013\sap6_96\m04 | F:\UPOD\Cell_DLE\CSV_files_raw_nieuwe_structuur\2013\sap6_96\m04\42710az96_dlext_20130414_7458_7587.csv | 130
v4 | Full | 3 | 42710az96_dlext_20130415_7588_7673.csv | F:\UPOD\Cell_DLE\CSV_files_raw_nieuwe_structuur\2013\sap6_96\m04 | F:\UPOD\Cell_DLE\CSV_files_raw_nieuwe_structuur\2013\sap6_96\m04\42710az96_dlext_20130415_7588_7673.csv | 86
v4 | Full | 3 | 42710az96_dlext_20130416_7674_7993.csv | F:\UPOD\Cell_DLE\CSV_files_raw_nieuwe_structuur\2013\sap6_96\m04 | F:\UPOD\Cell_DLE\CSV_files_raw_nieuwe_structuur\2013\sap6_96\m04\42710az96_dlext_20130416_7674_7993.csv | 320
v4 | Full | 3 | 42710az96_dlext_20130417_7994_8366.csv | F:\UPOD\Cell_DLE\CSV_files_raw_nieuwe_structuur\2013\sap6_96\m04 | F:\UPOD\Cell_DLE\CSV_files_raw_nieuwe_structuur\2013\sap6_96\m04\42710az96_dlext_20130417_7994_8366.csv | 373
v4 | Full | 3 | 42710az96_dlext_20130418_8367_8682.csv | F:\UPOD\Cell_DLE\CSV_files_raw_nieuwe_structuur\2013\sap6_96\m04 | F:\UPOD\Cell_DLE\CSV_files_raw_nieuwe_structuur\2013\sap6_96\m04\42710az96_dlext_20130418_8367_8682.csv | 316
v4 | Full | 3 | 42710az96_dlext_20130419_8683_9077.csv | F:\UPOD\Cell_DLE\CSV_files_raw_nieuwe_structuur\2013\sap6_96\m04 | F:\UPOD\Cell_DLE\CSV_files_raw_nieuwe_structuur\2013\sap6_96\m04\42710az96_dlext_20130419_8683_9077.csv | 395
v4 | Full | 3 | 42710az96_dlext_20130420_9078_9335.csv | F:\UPOD\Cell_DLE\CSV_files_raw_nieuwe_structuur\2013\sap6_96\m04 | F:\UPOD\Cell_DLE\CSV_files_raw_nieuwe_structuur\2013\sap6_96\m04\42710az96_dlext_20130420_9078_9335.csv | 258
v4 | Full | 3 | 42710az96_dlext_20130421_9336_9435.csv | F:\UPOD\Cell_DLE\CSV_files_raw_nieuwe_structuur\2013\sap6_96\m04 | F:\UPOD\Cell_DLE\CSV_files_raw_nieuwe_structuur\2013\sap6_96\m04\42710az96_dlext_20130421_9336_9435.csv | 100
v4 | Full | 3 | 42710az96_dlext_20130422_9436_9538.csv | F:\UPOD\Cell_DLE\CSV_files_raw_nieuwe_structuur\2013\sap6_96\m04 | F:\UPOD\Cell_DLE\CSV_files_raw_nieuwe_structuur\2013\sap6_96\m04\42710az96_dlext_20130422_9436_9538.csv | 103
v4 | Full | 3 | 42710az96_dlext_20130423_9539_9901.csv | F:\UPOD\Cell_DLE\CSV_files_raw_nieuwe_structuur\2013\sap6_96\m04 | F:\UPOD\Cell_DLE\CSV_files_raw_nieuwe_structuur\2013\sap6_96\m04\42710az96_dlext_20130423_9539_9901.csv | 363
v4 | Full | 3 | 42710az96_dlext_20130424_9902_0180.csv | F:\UPOD\Cell_DLE\CSV_files_raw_nieuwe_structuur\2013\sap6_96\m04 | F:\UPOD\Cell_DLE\CSV_files_raw_nieuwe_structuur\2013\sap6_96\m04\42710az96_dlext_20130424_9902_0180.csv | 279
v4 | Full | 3 | 42710az96_dlext_20130425_0181_0435.csv | F:\UPOD\Cell_DLE\CSV_files_raw_nieuwe_structuur\2013\sap6_96\m04 | F:\UPOD\Cell_DLE\CSV_files_raw_nieuwe_structuur\2013\sap6_96\m04\42710az96_dlext_20130425_0181_0435.csv | 255
v4 | Full | 3 | 42710az96_dlext_20130426_0436_0800.csv | F:\UPOD\Cell_DLE\CSV_files_raw_nieuwe_structuur\2013\sap6_96\m04 | F:\UPOD\Cell_DLE\CSV_files_raw_nieuwe_structuur\2013\sap6_96\m04\42710az96_dlext_20130426_0436_0800.csv | 365
v4 | Full | 3 | 42710az96_dlext_20130427_0801_1118.csv | F:\UPOD\Cell_DLE\CSV_files_raw_nieuwe_structuur\2013\sap6_96\m04 | F:\UPOD\Cell_DLE\CSV_files_raw_nieuwe_structuur\2013\sap6_96\m04\42710az96_dlext_20130427_0801_1118.csv | 318
v4 | Full | 3 | 42710az96_dlext_20130428_1119_1238.csv | F:\UPOD\Cell_DLE\CSV_files_raw_nieuwe_structuur\2013\sap6_96\m04 | F:\UPOD\Cell_DLE\CSV_files_raw_nieuwe_structuur\2013\sap6_96\m04\42710az96_dlext_20130428_1119_1238.csv | 120
v4 | Full | 3 | 42710az96_dlext_20130429_1239_1336.csv | F:\UPOD\Cell_DLE\CSV_files_raw_nieuwe_structuur\2013\sap6_96\m04 | F:\UPOD\Cell_DLE\CSV_files_raw_nieuwe_structuur\2013\sap6_96\m04\42710az96_dlext_20130429_1239_1336.csv | 98
v4 | Full | 3 | 42710az96_dlext_20130430_1337_1677.csv | F:\UPOD\Cell_DLE\CSV_files_raw_nieuwe_structuur\2013\sap6_96\m04 | F:\UPOD\Cell_DLE\CSV_files_raw_nieuwe_structuur\2013\sap6_96\m04\42710az96_dlext_20130430_1337_1677.csv | 341
v4 | Full | 3 | 42710az96_dlext_20130501_1678_1868.csv | F:\UPOD\Cell_DLE\CSV_files_raw_nieuwe_structuur\2013\sap6_96\m05 | F:\UPOD\Cell_DLE\CSV_files_raw_nieuwe_structuur\2013\sap6_96\m05\42710az96_dlext_20130501_1678_1868.csv | 191
v4 | Full | 3 | 42710az96_dlext_20130502_1869_2229.csv | F:\UPOD\Cell_DLE\CSV_files_raw_nieuwe_structuur\2013\sap6_96\m05 | F:\UPOD\Cell_DLE\CSV_files_raw_nieuwe_structuur\2013\sap6_96\m05\42710az96_dlext_20130502_1869_2229.csv | 361
v4 | Full | 3 | 42710az96_dlext_20130503_2230_2467.csv | F:\UPOD\Cell_DLE\CSV_files_raw_nieuwe_structuur\2013\sap6_96\m05 | F:\UPOD\Cell_DLE\CSV_files_raw_nieuwe_structuur\2013\sap6_96\m05\42710az96_dlext_20130503_2230_2467.csv | 238
v4 | Full | 3 | 42710az96_dlext_20130504_2468_2765.csv | F:\UPOD\Cell_DLE\CSV_files_raw_nieuwe_structuur\2013\sap6_96\m05 | F:\UPOD\Cell_DLE\CSV_files_raw_nieuwe_structuur\2013\sap6_96\m05\42710az96_dlext_20130504_2468_2765.csv | 298
v4 | Full | 3 | 42710az96_dlext_20130505_2766_2842.csv | F:\UPOD\Cell_DLE\CSV_files_raw_nieuwe_structuur\2013\sap6_96\m05 | F:\UPOD\Cell_DLE\CSV_files_raw_nieuwe_structuur\2013\sap6_96\m05\42710az96_dlext_20130505_2766_2842.csv | 77
v4 | Full | 3 | 42710az96_dlext_20130506_2843_2925.csv | F:\UPOD\Cell_DLE\CSV_files_raw_nieuwe_structuur\2013\sap6_96\m05 | F:\UPOD\Cell_DLE\CSV_files_raw_nieuwe_structuur\2013\sap6_96\m05\42710az96_dlext_20130506_2843_2925.csv | 83
v4 | Full | 3 | 42710az96_dlext_20130507_2926_3264.csv | F:\UPOD\Cell_DLE\CSV_files_raw_nieuwe_structuur\2013\sap6_96\m05 | F:\UPOD\Cell_DLE\CSV_files_raw_nieuwe_structuur\2013\sap6_96\m05\42710az96_dlext_20130507_2926_3264.csv | 339
v4 | Full | 3 | 42710az96_dlext_20130508_3265_3568.csv | F:\UPOD\Cell_DLE\CSV_files_raw_nieuwe_structuur\2013\sap6_96\m05 | F:\UPOD\Cell_DLE\CSV_files_raw_nieuwe_structuur\2013\sap6_96\m05\42710az96_dlext_20130508_3265_3568.csv | 304
v4 | Full | 3 | 42710az96_dlext_20130509_3569_3883.csv | F:\UPOD\Cell_DLE\CSV_files_raw_nieuwe_structuur\2013\sap6_96\m05 | F:\UPOD\Cell_DLE\CSV_files_raw_nieuwe_structuur\2013\sap6_96\m05\42710az96_dlext_20130509_3569_3883.csv | 315
v4 | Full | 3 | 42710az96_dlext_20130510_3884_4002.csv | F:\UPOD\Cell_DLE\CSV_files_raw_nieuwe_structuur\2013\sap6_96\m05 | F:\UPOD\Cell_DLE\CSV_files_raw_nieuwe_structuur\2013\sap6_96\m05\42710az96_dlext_20130510_3884_4002.csv | 119
v4 | Full | 3 | 42710az96_dlext_20130511_4003_4148.csv | F:\UPOD\Cell_DLE\CSV_files_raw_nieuwe_structuur\2013\sap6_96\m05 | F:\UPOD\Cell_DLE\CSV_files_raw_nieuwe_structuur\2013\sap6_96\m05\42710az96_dlext_20130511_4003_4148.csv | 146
v4 | Full | 3 | 42710az96_dlext_20130512_4149_4256.csv | F:\UPOD\Cell_DLE\CSV_files_raw_nieuwe_structuur\2013\sap6_96\m05 | F:\UPOD\Cell_DLE\CSV_files_raw_nieuwe_structuur\2013\sap6_96\m05\42710az96_dlext_20130512_4149_4256.csv | 108
v4 | Full | 3 | 42710az96_dlext_20130513_4257_4414.csv | F:\UPOD\Cell_DLE\CSV_files_raw_nieuwe_structuur\2013\sap6_96\m05 | F:\UPOD\Cell_DLE\CSV_files_raw_nieuwe_structuur\2013\sap6_96\m05\42710az96_dlext_20130513_4257_4414.csv | 158
v4 | Full | 3 | 42710az96_dlext_20130514_4415_4770.csv | F:\UPOD\Cell_DLE\CSV_files_raw_nieuwe_structuur\2013\sap6_96\m05 | F:\UPOD\Cell_DLE\CSV_files_raw_nieuwe_structuur\2013\sap6_96\m05\42710az96_dlext_20130514_4415_4770.csv | 356
v4 | Full | 3 | 42710az96_dlext_20130515_4771_5157.csv | F:\UPOD\Cell_DLE\CSV_files_raw_nieuwe_structuur\2013\sap6_96\m05 | F:\UPOD\Cell_DLE\CSV_files_raw_nieuwe_structuur\2013\sap6_96\m05\42710az96_dlext_20130515_4771_5157.csv | 387
v4 | Full | 3 | 42710az96_dlext_20130516_5158_5443.csv | F:\UPOD\Cell_DLE\CSV_files_raw_nieuwe_structuur\2013\sap6_96\m05 | F:\UPOD\Cell_DLE\CSV_files_raw_nieuwe_structuur\2013\sap6_96\m05\42710az96_dlext_20130516_5158_5443.csv | 286
v4 | Full | 3 | 42710az96_dlext_20130517_5444_5835.csv | F:\UPOD\Cell_DLE\CSV_files_raw_nieuwe_structuur\2013\sap6_96\m05 | F:\UPOD\Cell_DLE\CSV_files_raw_nieuwe_structuur\2013\sap6_96\m05\42710az96_dlext_20130517_5444_5835.csv | 392
v4 | Full | 3 | 42710az96_dlext_20130518_5836_6147.csv | F:\UPOD\Cell_DLE\CSV_files_raw_nieuwe_structuur\2013\sap6_96\m05 | F:\UPOD\Cell_DLE\CSV_files_raw_nieuwe_structuur\2013\sap6_96\m05\42710az96_dlext_20130518_5836_6147.csv | 312
v4 | Full | 3 | 42710az96_dlext_20130519_6148_6280.csv | F:\UPOD\Cell_DLE\CSV_files_raw_nieuwe_structuur\2013\sap6_96\m05 | F:\UPOD\Cell_DLE\CSV_files_raw_nieuwe_structuur\2013\sap6_96\m05\42710az96_dlext_20130519_6148_6280.csv | 133
v4 | Full | 3 | 42710az96_dlext_20130520_6281_6373.csv | F:\UPOD\Cell_DLE\CSV_files_raw_nieuwe_structuur\2013\sap6_96\m05 | F:\UPOD\Cell_DLE\CSV_files_raw_nieuwe_structuur\2013\sap6_96\m05\42710az96_dlext_20130520_6281_6373.csv | 93
v4 | Full | 3 | 42710az96_dlext_20130521_6374_6406.csv | F:\UPOD\Cell_DLE\CSV_files_raw_nieuwe_structuur\2013\sap6_96\m05 | F:\UPOD\Cell_DLE\CSV_files_raw_nieuwe_structuur\2013\sap6_96\m05\42710az96_dlext_20130521_6374_6406.csv | 33
v4 | Full | 3 | 42710az96_dlext_20130522_6407_6730.csv | F:\UPOD\Cell_DLE\CSV_files_raw_nieuwe_structuur\2013\sap6_96\m05 | F:\UPOD\Cell_DLE\CSV_files_raw_nieuwe_structuur\2013\sap6_96\m05\42710az96_dlext_20130522_6407_6730.csv | 324
v4 | Full | 3 | 42710az96_dlext_20130523_6731_7082.csv | F:\UPOD\Cell_DLE\CSV_files_raw_nieuwe_structuur\2013\sap6_96\m05 | F:\UPOD\Cell_DLE\CSV_files_raw_nieuwe_structuur\2013\sap6_96\m05\42710az96_dlext_20130523_6731_7082.csv | 352
v4 | Full | 3 | 42710az96_dlext_20130524_7083_7432.csv | F:\UPOD\Cell_DLE\CSV_files_raw_nieuwe_structuur\2013\sap6_96\m05 | F:\UPOD\Cell_DLE\CSV_files_raw_nieuwe_structuur\2013\sap6_96\m05\42710az96_dlext_20130524_7083_7432.csv | 350
v4 | Full | 3 | 42710az96_dlext_20130525_7433_7686.csv | F:\UPOD\Cell_DLE\CSV_files_raw_nieuwe_structuur\2013\sap6_96\m05 | F:\UPOD\Cell_DLE\CSV_files_raw_nieuwe_structuur\2013\sap6_96\m05\42710az96_dlext_20130525_7433_7686.csv | 254
v4 | Full | 3 | 42710az96_dlext_20130526_7687_7785.csv | F:\UPOD\Cell_DLE\CSV_files_raw_nieuwe_structuur\2013\sap6_96\m05 | F:\UPOD\Cell_DLE\CSV_files_raw_nieuwe_structuur\2013\sap6_96\m05\42710az96_dlext_20130526_7687_7785.csv | 99
v4 | Full | 3 | 42710az96_dlext_20130527_7786_7868.csv | F:\UPOD\Cell_DLE\CSV_files_raw_nieuwe_structuur\2013\sap6_96\m05 | F:\UPOD\Cell_DLE\CSV_files_raw_nieuwe_structuur\2013\sap6_96\m05\42710az96_dlext_20130527_7786_7868.csv | 83
v4 | Full | 3 | 42710az96_dlext_20130528_7869_8240.csv | F:\UPOD\Cell_DLE\CSV_files_raw_nieuwe_structuur\2013\sap6_96\m05 | F:\UPOD\Cell_DLE\CSV_files_raw_nieuwe_structuur\2013\sap6_96\m05\42710az96_dlext_20130528_7869_8240.csv | 372
v4 | Full | 3 | 42710az96_dlext_20130529_8241_8503.csv | F:\UPOD\Cell_DLE\CSV_files_raw_nieuwe_structuur\2013\sap6_96\m05 | F:\UPOD\Cell_DLE\CSV_files_raw_nieuwe_structuur\2013\sap6_96\m05\42710az96_dlext_20130529_8241_8503.csv | 263
v4 | Full | 3 | 42710az96_dlext_20130530_8504_8890.csv | F:\UPOD\Cell_DLE\CSV_files_raw_nieuwe_structuur\2013\sap6_96\m05 | F:\UPOD\Cell_DLE\CSV_files_raw_nieuwe_structuur\2013\sap6_96\m05\42710az96_dlext_20130530_8504_8890.csv | 387
v4 | Full | 3 | 42710az96_dlext_20130531_8891_9212.csv | F:\UPOD\Cell_DLE\CSV_files_raw_nieuwe_structuur\2013\sap6_96\m05 | F:\UPOD\Cell_DLE\CSV_files_raw_nieuwe_structuur\2013\sap6_96\m05\42710az96_dlext_20130531_8891_9212.csv | 322
v4 | Full | 3 | 42710az96_dlext_20130601_9213_9488.csv | F:\UPOD\Cell_DLE\CSV_files_raw_nieuwe_structuur\2013\sap6_96\m06 | F:\UPOD\Cell_DLE\CSV_files_raw_nieuwe_structuur\2013\sap6_96\m06\42710az96_dlext_20130601_9213_9488.csv | 276
v4 | Full | 3 | 42710az96_dlext_20130602_9489_9576.csv | F:\UPOD\Cell_DLE\CSV_files_raw_nieuwe_structuur\2013\sap6_96\m06 | F:\UPOD\Cell_DLE\CSV_files_raw_nieuwe_structuur\2013\sap6_96\m06\42710az96_dlext_20130602_9489_9576.csv | 88
v4 | Full | 3 | 42710az96_dlext_20130603_9577_9655.csv | F:\UPOD\Cell_DLE\CSV_files_raw_nieuwe_structuur\2013\sap6_96\m06 | F:\UPOD\Cell_DLE\CSV_files_raw_nieuwe_structuur\2013\sap6_96\m06\42710az96_dlext_20130603_9577_9655.csv | 79
v4 | Full | 3 | 42710az96_dlext_20130604_9656_9966.csv | F:\UPOD\Cell_DLE\CSV_files_raw_nieuwe_structuur\2013\sap6_96\m06 | F:\UPOD\Cell_DLE\CSV_files_raw_nieuwe_structuur\2013\sap6_96\m06\42710az96_dlext_20130604_9656_9966.csv | 311
v4 | Full | 3 | 42710az96_dlext_20130605_9967_0308.csv | F:\UPOD\Cell_DLE\CSV_files_raw_nieuwe_structuur\2013\sap6_96\m06 | F:\UPOD\Cell_DLE\CSV_files_raw_nieuwe_structuur\2013\sap6_96\m06\42710az96_dlext_20130605_9967_0308.csv | 342
v4 | Full | 3 | 42710az96_dlext_20130606_0309_0617.csv | F:\UPOD\Cell_DLE\CSV_files_raw_nieuwe_structuur\2013\sap6_96\m06 | F:\UPOD\Cell_DLE\CSV_files_raw_nieuwe_structuur\2013\sap6_96\m06\42710az96_dlext_20130606_0309_0617.csv | 309
v4 | Full | 3 | 42710az96_dlext_20130607_0618_0945.csv | F:\UPOD\Cell_DLE\CSV_files_raw_nieuwe_structuur\2013\sap6_96\m06 | F:\UPOD\Cell_DLE\CSV_files_raw_nieuwe_structuur\2013\sap6_96\m06\42710az96_dlext_20130607_0618_0945.csv | 328
v4 | Full | 3 | 42710az96_dlext_20130608_0946_1265.csv | F:\UPOD\Cell_DLE\CSV_files_raw_nieuwe_structuur\2013\sap6_96\m06 | F:\UPOD\Cell_DLE\CSV_files_raw_nieuwe_structuur\2013\sap6_96\m06\42710az96_dlext_20130608_0946_1265.csv | 320
v4 | Full | 3 | 42710az96_dlext_20130609_1266_1385.csv | F:\UPOD\Cell_DLE\CSV_files_raw_nieuwe_structuur\2013\sap6_96\m06 | F:\UPOD\Cell_DLE\CSV_files_raw_nieuwe_structuur\2013\sap6_96\m06\42710az96_dlext_20130609_1266_1385.csv | 120
v4 | Full | 3 | 42710az96_dlext_20130610_1386_1478.csv | F:\UPOD\Cell_DLE\CSV_files_raw_nieuwe_structuur\2013\sap6_96\m06 | F:\UPOD\Cell_DLE\CSV_files_raw_nieuwe_structuur\2013\sap6_96\m06\42710az96_dlext_20130610_1386_1478.csv | 93
v4 | Full | 3 | 42710az96_dlext_20130611_1479_1802.csv | F:\UPOD\Cell_DLE\CSV_files_raw_nieuwe_structuur\2013\sap6_96\m06 | F:\UPOD\Cell_DLE\CSV_files_raw_nieuwe_structuur\2013\sap6_96\m06\42710az96_dlext_20130611_1479_1802.csv | 324
v4 | Full | 3 | 42710az96_dlext_20130612_1803_2097.csv | F:\UPOD\Cell_DLE\CSV_files_raw_nieuwe_structuur\2013\sap6_96\m06 | F:\UPOD\Cell_DLE\CSV_files_raw_nieuwe_structuur\2013\sap6_96\m06\42710az96_dlext_20130612_1803_2097.csv | 295
v4 | Full | 3 | 42710az96_dlext_20130613_2098_2414.csv | F:\UPOD\Cell_DLE\CSV_files_raw_nieuwe_structuur\2013\sap6_96\m06 | F:\UPOD\Cell_DLE\CSV_files_raw_nieuwe_structuur\2013\sap6_96\m06\42710az96_dlext_20130613_2098_2414.csv | 317
v4 | Full | 3 | 42710az96_dlext_20130614_2415_2736.csv | F:\UPOD\Cell_DLE\CSV_files_raw_nieuwe_structuur\2013\sap6_96\m06 | F:\UPOD\Cell_DLE\CSV_files_raw_nieuwe_structuur\2013\sap6_96\m06\42710az96_dlext_20130614_2415_2736.csv | 322
v4 | Full | 3 | 42710az96_dlext_20130615_2737_2962.csv | F:\UPOD\Cell_DLE\CSV_files_raw_nieuwe_structuur\2013\sap6_96\m06 | F:\UPOD\Cell_DLE\CSV_files_raw_nieuwe_structuur\2013\sap6_96\m06\42710az96_dlext_20130615_2737_2962.csv | 226
v4 | Full | 3 | 42710az96_dlext_20130616_2963_3067.csv | F:\UPOD\Cell_DLE\CSV_files_raw_nieuwe_structuur\2013\sap6_96\m06 | F:\UPOD\Cell_DLE\CSV_files_raw_nieuwe_structuur\2013\sap6_96\m06\42710az96_dlext_20130616_2963_3067.csv | 105
v4 | Full | 3 | 42710az96_dlext_20130617_3068_3153.csv | F:\UPOD\Cell_DLE\CSV_files_raw_nieuwe_structuur\2013\sap6_96\m06 | F:\UPOD\Cell_DLE\CSV_files_raw_nieuwe_structuur\2013\sap6_96\m06\42710az96_dlext_20130617_3068_3153.csv | 86
v4 | Full | 3 | 42710az96_dlext_20130618_3154_3550.csv | F:\UPOD\Cell_DLE\CSV_files_raw_nieuwe_structuur\2013\sap6_96\m06 | F:\UPOD\Cell_DLE\CSV_files_raw_nieuwe_structuur\2013\sap6_96\m06\42710az96_dlext_20130618_3154_3550.csv | 397
v4 | Full | 3 | 42710az96_dlext_20130619_3551_3846.csv | F:\UPOD\Cell_DLE\CSV_files_raw_nieuwe_structuur\2013\sap6_96\m06 | F:\UPOD\Cell_DLE\CSV_files_raw_nieuwe_structuur\2013\sap6_96\m06\42710az96_dlext_20130619_3551_3846.csv | 296
v4 | Full | 3 | 42710az96_dlext_20130620_3847_4135.csv | F:\UPOD\Cell_DLE\CSV_files_raw_nieuwe_structuur\2013\sap6_96\m06 | F:\UPOD\Cell_DLE\CSV_files_raw_nieuwe_structuur\2013\sap6_96\m06\42710az96_dlext_20130620_3847_4135.csv | 289
v4 | Full | 3 | 42710az96_dlext_20130621_4136_4474.csv | F:\UPOD\Cell_DLE\CSV_files_raw_nieuwe_structuur\2013\sap6_96\m06 | F:\UPOD\Cell_DLE\CSV_files_raw_nieuwe_structuur\2013\sap6_96\m06\42710az96_dlext_20130621_4136_4474.csv | 339
v4 | Full | 3 | 42710az96_dlext_20130622_4475_4772.csv | F:\UPOD\Cell_DLE\CSV_files_raw_nieuwe_structuur\2013\sap6_96\m06 | F:\UPOD\Cell_DLE\CSV_files_raw_nieuwe_structuur\2013\sap6_96\m06\42710az96_dlext_20130622_4475_4772.csv | 298
v4 | Full | 3 | 42710az96_dlext_20130623_4773_4841.csv | F:\UPOD\Cell_DLE\CSV_files_raw_nieuwe_structuur\2013\sap6_96\m06 | F:\UPOD\Cell_DLE\CSV_files_raw_nieuwe_structuur\2013\sap6_96\m06\42710az96_dlext_20130623_4773_4841.csv | 69
v4 | Full | 3 | 42710az96_dlext_20130624_4842_4925.csv | F:\UPOD\Cell_DLE\CSV_files_raw_nieuwe_structuur\2013\sap6_96\m06 | F:\UPOD\Cell_DLE\CSV_files_raw_nieuwe_structuur\2013\sap6_96\m06\42710az96_dlext_20130624_4842_4925.csv | 84
v4 | Full | 3 | 42710az96_dlext_20130625_4926_5246.csv | F:\UPOD\Cell_DLE\CSV_files_raw_nieuwe_structuur\2013\sap6_96\m06 | F:\UPOD\Cell_DLE\CSV_files_raw_nieuwe_structuur\2013\sap6_96\m06\42710az96_dlext_20130625_4926_5246.csv | 321
v4 | Full | 3 | 42710az96_dlext_20130626_5247_5575.csv | F:\UPOD\Cell_DLE\CSV_files_raw_nieuwe_structuur\2013\sap6_96\m06 | F:\UPOD\Cell_DLE\CSV_files_raw_nieuwe_structuur\2013\sap6_96\m06\42710az96_dlext_20130626_5247_5575.csv | 329
v4 | Full | 3 | 42710az96_dlext_20130627_5576_5844.csv | F:\UPOD\Cell_DLE\CSV_files_raw_nieuwe_structuur\2013\sap6_96\m06 | F:\UPOD\Cell_DLE\CSV_files_raw_nieuwe_structuur\2013\sap6_96\m06\42710az96_dlext_20130627_5576_5844.csv | 269
v4 | Full | 3 | 42710az96_dlext_20130628_5845_6244.csv | F:\UPOD\Cell_DLE\CSV_files_raw_nieuwe_structuur\2013\sap6_96\m06 | F:\UPOD\Cell_DLE\CSV_files_raw_nieuwe_structuur\2013\sap6_96\m06\42710az96_dlext_20130628_5845_6244.csv | 400
v4 | Full | 3 | 42710az96_dlext_20130629_6245_6515.csv | F:\UPOD\Cell_DLE\CSV_files_raw_nieuwe_structuur\2013\sap6_96\m06 | F:\UPOD\Cell_DLE\CSV_files_raw_nieuwe_structuur\2013\sap6_96\m06\42710az96_dlext_20130629_6245_6515.csv | 271
v4 | Full | 3 | 42710az96_dlext_20130630_6516_6638.csv | F:\UPOD\Cell_DLE\CSV_files_raw_nieuwe_structuur\2013\sap6_96\m06 | F:\UPOD\Cell_DLE\CSV_files_raw_nieuwe_structuur\2013\sap6_96\m06\42710az96_dlext_20130630_6516_6638.csv | 123
v4 | Full | 3 | 42710az96_dlext_20130701_6639_6758.csv | F:\UPOD\Cell_DLE\CSV_files_raw_nieuwe_structuur\2013\sap6_96\m07 | F:\UPOD\Cell_DLE\CSV_files_raw_nieuwe_structuur\2013\sap6_96\m07\42710az96_dlext_20130701_6639_6758.csv | 120
v4 | Full | 3 | 42710az96_dlext_20130702_6759_7133.csv | F:\UPOD\Cell_DLE\CSV_files_raw_nieuwe_structuur\2013\sap6_96\m07 | F:\UPOD\Cell_DLE\CSV_files_raw_nieuwe_structuur\2013\sap6_96\m07\42710az96_dlext_20130702_6759_7133.csv | 375
v4 | Full | 3 | 42710az96_dlext_20130703_7134_7532.csv | F:\UPOD\Cell_DLE\CSV_files_raw_nieuwe_structuur\2013\sap6_96\m07 | F:\UPOD\Cell_DLE\CSV_files_raw_nieuwe_structuur\2013\sap6_96\m07\42710az96_dlext_20130703_7134_7532.csv | 399
v4 | Full | 3 | 42710az96_dlext_20130704_7533_7918.csv | F:\UPOD\Cell_DLE\CSV_files_raw_nieuwe_structuur\2013\sap6_96\m07 | F:\UPOD\Cell_DLE\CSV_files_raw_nieuwe_structuur\2013\sap6_96\m07\42710az96_dlext_20130704_7533_7918.csv | 386
v4 | Full | 3 | 42710az96_dlext_20130705_7919_8282.csv | F:\UPOD\Cell_DLE\CSV_files_raw_nieuwe_structuur\2013\sap6_96\m07 | F:\UPOD\Cell_DLE\CSV_files_raw_nieuwe_structuur\2013\sap6_96\m07\42710az96_dlext_20130705_7919_8282.csv | 364
v4 | Full | 3 | 42710az96_dlext_20130706_8283_8586.csv | F:\UPOD\Cell_DLE\CSV_files_raw_nieuwe_structuur\2013\sap6_96\m07 | F:\UPOD\Cell_DLE\CSV_files_raw_nieuwe_structuur\2013\sap6_96\m07\42710az96_dlext_20130706_8283_8586.csv | 304
v4 | Full | 3 | 42710az96_dlext_20130707_8587_8689.csv | F:\UPOD\Cell_DLE\CSV_files_raw_nieuwe_structuur\2013\sap6_96\m07 | F:\UPOD\Cell_DLE\CSV_files_raw_nieuwe_structuur\2013\sap6_96\m07\42710az96_dlext_20130707_8587_8689.csv | 103
v4 | Full | 3 | 42710az96_dlext_20130708_8690_8758.csv | F:\UPOD\Cell_DLE\CSV_files_raw_nieuwe_structuur\2013\sap6_96\m07 | F:\UPOD\Cell_DLE\CSV_files_raw_nieuwe_structuur\2013\sap6_96\m07\42710az96_dlext_20130708_8690_8758.csv | 69
v4 | Full | 3 | 42710az96_dlext_20130709_8759_9116.csv | F:\UPOD\Cell_DLE\CSV_files_raw_nieuwe_structuur\2013\sap6_96\m07 | F:\UPOD\Cell_DLE\CSV_files_raw_nieuwe_structuur\2013\sap6_96\m07\42710az96_dlext_20130709_8759_9116.csv | 358
v4 | Full | 3 | 42710az96_dlext_20130710_9117_9397.csv | F:\UPOD\Cell_DLE\CSV_files_raw_nieuwe_structuur\2013\sap6_96\m07 | F:\UPOD\Cell_DLE\CSV_files_raw_nieuwe_structuur\2013\sap6_96\m07\42710az96_dlext_20130710_9117_9397.csv | 281
v4 | Full | 3 | 42710az96_dlext_20130711_9398_9678.csv | F:\UPOD\Cell_DLE\CSV_files_raw_nieuwe_structuur\2013\sap6_96\m07 | F:\UPOD\Cell_DLE\CSV_files_raw_nieuwe_structuur\2013\sap6_96\m07\42710az96_dlext_20130711_9398_9678.csv | 281
v4 | Full | 3 | 42710az96_dlext_20130712_9679_0038.csv | F:\UPOD\Cell_DLE\CSV_files_raw_nieuwe_structuur\2013\sap6_96\m07 | F:\UPOD\Cell_DLE\CSV_files_raw_nieuwe_structuur\2013\sap6_96\m07\42710az96_dlext_20130712_9679_0038.csv | 360
v4 | Full | 3 | 42710az96_dlext_20130713_0039_0333.csv | F:\UPOD\Cell_DLE\CSV_files_raw_nieuwe_structuur\2013\sap6_96\m07 | F:\UPOD\Cell_DLE\CSV_files_raw_nieuwe_structuur\2013\sap6_96\m07\42710az96_dlext_20130713_0039_0333.csv | 295
v4 | Full | 3 | 42710az96_dlext_20130714_0334_0439.csv | F:\UPOD\Cell_DLE\CSV_files_raw_nieuwe_structuur\2013\sap6_96\m07 | F:\UPOD\Cell_DLE\CSV_files_raw_nieuwe_structuur\2013\sap6_96\m07\42710az96_dlext_20130714_0334_0439.csv | 106
v4 | Full | 3 | 42710az96_dlext_20130715_0440_0516.csv | F:\UPOD\Cell_DLE\CSV_files_raw_nieuwe_structuur\2013\sap6_96\m07 | F:\UPOD\Cell_DLE\CSV_files_raw_nieuwe_structuur\2013\sap6_96\m07\42710az96_dlext_20130715_0440_0516.csv | 77
v4 | Full | 3 | 42710az96_dlext_20130716_0517_0846.csv | F:\UPOD\Cell_DLE\CSV_files_raw_nieuwe_structuur\2013\sap6_96\m07 | F:\UPOD\Cell_DLE\CSV_files_raw_nieuwe_structuur\2013\sap6_96\m07\42710az96_dlext_20130716_0517_0846.csv | 330
v4 | Full | 3 | 42710az96_dlext_20130717_0847_1111.csv | F:\UPOD\Cell_DLE\CSV_files_raw_nieuwe_structuur\2013\sap6_96\m07 | F:\UPOD\Cell_DLE\CSV_files_raw_nieuwe_structuur\2013\sap6_96\m07\42710az96_dlext_20130717_0847_1111.csv | 265
v4 | Full | 3 | 42710az96_dlext_20130718_1112_1182.csv | F:\UPOD\Cell_DLE\CSV_files_raw_nieuwe_structuur\2013\sap6_96\m07 | F:\UPOD\Cell_DLE\CSV_files_raw_nieuwe_structuur\2013\sap6_96\m07\42710az96_dlext_20130718_1112_1182.csv | 71
v4 | Full | 3 | 42710az96_dlext_20130719_1183_1403.csv | F:\UPOD\Cell_DLE\CSV_files_raw_nieuwe_structuur\2013\sap6_96\m07 | F:\UPOD\Cell_DLE\CSV_files_raw_nieuwe_structuur\2013\sap6_96\m07\42710az96_dlext_20130719_1183_1403.csv | 221
v4 | Full | 3 | 42710az96_dlext_20130720_1404_1641.csv | F:\UPOD\Cell_DLE\CSV_files_raw_nieuwe_structuur\2013\sap6_96\m07 | F:\UPOD\Cell_DLE\CSV_files_raw_nieuwe_structuur\2013\sap6_96\m07\42710az96_dlext_20130720_1404_1641.csv | 238
v4 | Full | 3 | 42710az96_dlext_20130721_1642_1724.csv | F:\UPOD\Cell_DLE\CSV_files_raw_nieuwe_structuur\2013\sap6_96\m07 | F:\UPOD\Cell_DLE\CSV_files_raw_nieuwe_structuur\2013\sap6_96\m07\42710az96_dlext_20130721_1642_1724.csv | 83
v4 | Full | 3 | 42710az96_dlext_20130722_1725_1813.csv | F:\UPOD\Cell_DLE\CSV_files_raw_nieuwe_structuur\2013\sap6_96\m07 | F:\UPOD\Cell_DLE\CSV_files_raw_nieuwe_structuur\2013\sap6_96\m07\42710az96_dlext_20130722_1725_1813.csv | 89
v4 | Full | 3 | 42710az96_dlext_20130723_1814_2135.csv | F:\UPOD\Cell_DLE\CSV_files_raw_nieuwe_structuur\2013\sap6_96\m07 | F:\UPOD\Cell_DLE\CSV_files_raw_nieuwe_structuur\2013\sap6_96\m07\42710az96_dlext_20130723_1814_2135.csv | 322
v4 | Full | 3 | 42710az96_dlext_20130724_2136_2443.csv | F:\UPOD\Cell_DLE\CSV_files_raw_nieuwe_structuur\2013\sap6_96\m07 | F:\UPOD\Cell_DLE\CSV_files_raw_nieuwe_structuur\2013\sap6_96\m07\42710az96_dlext_20130724_2136_2443.csv | 308
v4 | Full | 3 | 42710az96_dlext_20130725_2444_2730.csv | F:\UPOD\Cell_DLE\CSV_files_raw_nieuwe_structuur\2013\sap6_96\m07 | F:\UPOD\Cell_DLE\CSV_files_raw_nieuwe_structuur\2013\sap6_96\m07\42710az96_dlext_20130725_2444_2730.csv | 287
v4 | Full | 3 | 42710az96_dlext_20130726_2731_3045.csv | F:\UPOD\Cell_DLE\CSV_files_raw_nieuwe_structuur\2013\sap6_96\m07 | F:\UPOD\Cell_DLE\CSV_files_raw_nieuwe_structuur\2013\sap6_96\m07\42710az96_dlext_20130726_2731_3045.csv | 315
v4 | Full | 3 | 42710az96_dlext_20130727_3046_3288.csv | F:\UPOD\Cell_DLE\CSV_files_raw_nieuwe_structuur\2013\sap6_96\m07 | F:\UPOD\Cell_DLE\CSV_files_raw_nieuwe_structuur\2013\sap6_96\m07\42710az96_dlext_20130727_3046_3288.csv | 243
v4 | Full | 3 | 42710az96_dlext_20130728_3289_3365.csv | F:\UPOD\Cell_DLE\CSV_files_raw_nieuwe_structuur\2013\sap6_96\m07 | F:\UPOD\Cell_DLE\CSV_files_raw_nieuwe_structuur\2013\sap6_96\m07\42710az96_dlext_20130728_3289_3365.csv | 77
v4 | Full | 3 | 42710az96_dlext_20130729_3366_3438.csv | F:\UPOD\Cell_DLE\CSV_files_raw_nieuwe_structuur\2013\sap6_96\m07 | F:\UPOD\Cell_DLE\CSV_files_raw_nieuwe_structuur\2013\sap6_96\m07\42710az96_dlext_20130729_3366_3438.csv | 73
v4 | Full | 3 | 42710az96_dlext_20130730_3439_3736.csv | F:\UPOD\Cell_DLE\CSV_files_raw_nieuwe_structuur\2013\sap6_96\m07 | F:\UPOD\Cell_DLE\CSV_files_raw_nieuwe_structuur\2013\sap6_96\m07\42710az96_dlext_20130730_3439_3736.csv | 298
v4 | Full | 3 | 42710az96_dlext_20130731_3737_4055.csv | F:\UPOD\Cell_DLE\CSV_files_raw_nieuwe_structuur\2013\sap6_96\m07 | F:\UPOD\Cell_DLE\CSV_files_raw_nieuwe_structuur\2013\sap6_96\m07\42710az96_dlext_20130731_3737_4055.csv | 319
v4 | Full | 3 | 42710az96_dlext_20130801_4056_4342.csv | F:\UPOD\Cell_DLE\CSV_files_raw_nieuwe_structuur\2013\sap6_96\m08 | F:\UPOD\Cell_DLE\CSV_files_raw_nieuwe_structuur\2013\sap6_96\m08\42710az96_dlext_20130801_4056_4342.csv | 287
v4 | Full | 3 | 42710az96_dlext_20130802_4343_4536.csv | F:\UPOD\Cell_DLE\CSV_files_raw_nieuwe_structuur\2013\sap6_96\m08 | F:\UPOD\Cell_DLE\CSV_files_raw_nieuwe_structuur\2013\sap6_96\m08\42710az96_dlext_20130802_4343_4536.csv | 194
v4 | Full | 3 | 42710az96_dlext_20130803_4537_4754.csv | F:\UPOD\Cell_DLE\CSV_files_raw_nieuwe_structuur\2013\sap6_96\m08 | F:\UPOD\Cell_DLE\CSV_files_raw_nieuwe_structuur\2013\sap6_96\m08\42710az96_dlext_20130803_4537_4754.csv | 218
v4 | Full | 3 | 42710az96_dlext_20130804_4755_4841.csv | F:\UPOD\Cell_DLE\CSV_files_raw_nieuwe_structuur\2013\sap6_96\m08 | F:\UPOD\Cell_DLE\CSV_files_raw_nieuwe_structuur\2013\sap6_96\m08\42710az96_dlext_20130804_4755_4841.csv | 87
v4 | Full | 3 | 42710az96_dlext_20130805_4842_4888.csv | F:\UPOD\Cell_DLE\CSV_files_raw_nieuwe_structuur\2013\sap6_96\m08 | F:\UPOD\Cell_DLE\CSV_files_raw_nieuwe_structuur\2013\sap6_96\m08\42710az96_dlext_20130805_4842_4888.csv | 47
v4 | Full | 3 | 42710az96_dlext_20130806_4889_5182.csv | F:\UPOD\Cell_DLE\CSV_files_raw_nieuwe_structuur\2013\sap6_96\m08 | F:\UPOD\Cell_DLE\CSV_files_raw_nieuwe_structuur\2013\sap6_96\m08\42710az96_dlext_20130806_4889_5182.csv | 294
v4 | Full | 3 | 42710az96_dlext_20130807_5183_5431.csv | F:\UPOD\Cell_DLE\CSV_files_raw_nieuwe_structuur\2013\sap6_96\m08 | F:\UPOD\Cell_DLE\CSV_files_raw_nieuwe_structuur\2013\sap6_96\m08\42710az96_dlext_20130807_5183_5431.csv | 249
v4 | Full | 3 | 42710az96_dlext_20130808_5432_5718.csv | F:\UPOD\Cell_DLE\CSV_files_raw_nieuwe_structuur\2013\sap6_96\m08 | F:\UPOD\Cell_DLE\CSV_files_raw_nieuwe_structuur\2013\sap6_96\m08\42710az96_dlext_20130808_5432_5718.csv | 287
v4 | Full | 3 | 42710az96_dlext_20130809_5719_5970.csv | F:\UPOD\Cell_DLE\CSV_files_raw_nieuwe_structuur\2013\sap6_96\m08 | F:\UPOD\Cell_DLE\CSV_files_raw_nieuwe_structuur\2013\sap6_96\m08\42710az96_dlext_20130809_5719_5970.csv | 252
v4 | Full | 3 | 42710az96_dlext_20130810_5971_6210.csv | F:\UPOD\Cell_DLE\CSV_files_raw_nieuwe_structuur\2013\sap6_96\m08 | F:\UPOD\Cell_DLE\CSV_files_raw_nieuwe_structuur\2013\sap6_96\m08\42710az96_dlext_20130810_5971_6210.csv | 240
v4 | Full | 3 | 42710az96_dlext_20130811_6211_6284.csv | F:\UPOD\Cell_DLE\CSV_files_raw_nieuwe_structuur\2013\sap6_96\m08 | F:\UPOD\Cell_DLE\CSV_files_raw_nieuwe_structuur\2013\sap6_96\m08\42710az96_dlext_20130811_6211_6284.csv | 74
v4 | Full | 3 | 42710az96_dlext_20130812_6285_6368.csv | F:\UPOD\Cell_DLE\CSV_files_raw_nieuwe_structuur\2013\sap6_96\m08 | F:\UPOD\Cell_DLE\CSV_files_raw_nieuwe_structuur\2013\sap6_96\m08\42710az96_dlext_20130812_6285_6368.csv | 84
v4 | Full | 3 | 42710az96_dlext_20130813_6369_6649.csv | F:\UPOD\Cell_DLE\CSV_files_raw_nieuwe_structuur\2013\sap6_96\m08 | F:\UPOD\Cell_DLE\CSV_files_raw_nieuwe_structuur\2013\sap6_96\m08\42710az96_dlext_20130813_6369_6649.csv | 281
v4 | Full | 3 | 42710az96_dlext_20130814_6650_6884.csv | F:\UPOD\Cell_DLE\CSV_files_raw_nieuwe_structuur\2013\sap6_96\m08 | F:\UPOD\Cell_DLE\CSV_files_raw_nieuwe_structuur\2013\sap6_96\m08\42710az96_dlext_20130814_6650_6884.csv | 235
v4 | Full | 3 | 42710az96_dlext_20130815_6885_7130.csv | F:\UPOD\Cell_DLE\CSV_files_raw_nieuwe_structuur\2013\sap6_96\m08 | F:\UPOD\Cell_DLE\CSV_files_raw_nieuwe_structuur\2013\sap6_96\m08\42710az96_dlext_20130815_6885_7130.csv | 246
v4 | Full | 3 | 42710az96_dlext_20130816_7131_7393.csv | F:\UPOD\Cell_DLE\CSV_files_raw_nieuwe_structuur\2013\sap6_96\m08 | F:\UPOD\Cell_DLE\CSV_files_raw_nieuwe_structuur\2013\sap6_96\m08\42710az96_dlext_20130816_7131_7393.csv | 263
v4 | Full | 3 | 42710az96_dlext_20130817_7394_7641.csv | F:\UPOD\Cell_DLE\CSV_files_raw_nieuwe_structuur\2013\sap6_96\m08 | F:\UPOD\Cell_DLE\CSV_files_raw_nieuwe_structuur\2013\sap6_96\m08\42710az96_dlext_20130817_7394_7641.csv | 248
v4 | Full | 3 | 42710az96_dlext_20130818_7642_7732.csv | F:\UPOD\Cell_DLE\CSV_files_raw_nieuwe_structuur\2013\sap6_96\m08 | F:\UPOD\Cell_DLE\CSV_files_raw_nieuwe_structuur\2013\sap6_96\m08\42710az96_dlext_20130818_7642_7732.csv | 91
v4 | Full | 3 | 42710az96_dlext_20130819_7733_7806.csv | F:\UPOD\Cell_DLE\CSV_files_raw_nieuwe_structuur\2013\sap6_96\m08 | F:\UPOD\Cell_DLE\CSV_files_raw_nieuwe_structuur\2013\sap6_96\m08\42710az96_dlext_20130819_7733_7806.csv | 74
v4 | Full | 3 | 42710az96_dlext_20130820_7807_8042.csv | F:\UPOD\Cell_DLE\CSV_files_raw_nieuwe_structuur\2013\sap6_96\m08 | F:\UPOD\Cell_DLE\CSV_files_raw_nieuwe_structuur\2013\sap6_96\m08\42710az96_dlext_20130820_7807_8042.csv | 236
v4 | Full | 3 | 42710az96_dlext_20130821_8043_8329.csv | F:\UPOD\Cell_DLE\CSV_files_raw_nieuwe_structuur\2013\sap6_96\m08 | F:\UPOD\Cell_DLE\CSV_files_raw_nieuwe_structuur\2013\sap6_96\m08\42710az96_dlext_20130821_8043_8329.csv | 287
v4 | Full | 3 | 42710az96_dlext_20130822_8330_8612.csv | F:\UPOD\Cell_DLE\CSV_files_raw_nieuwe_structuur\2013\sap6_96\m08 | F:\UPOD\Cell_DLE\CSV_files_raw_nieuwe_structuur\2013\sap6_96\m08\42710az96_dlext_20130822_8330_8612.csv | 283
v4 | Full | 3 | 42710az96_dlext_20130823_8613_8883.csv | F:\UPOD\Cell_DLE\CSV_files_raw_nieuwe_structuur\2013\sap6_96\m08 | F:\UPOD\Cell_DLE\CSV_files_raw_nieuwe_structuur\2013\sap6_96\m08\42710az96_dlext_20130823_8613_8883.csv | 271
v4 | Full | 3 | 42710az96_dlext_20130824_8884_9146.csv | F:\UPOD\Cell_DLE\CSV_files_raw_nieuwe_structuur\2013\sap6_96\m08 | F:\UPOD\Cell_DLE\CSV_files_raw_nieuwe_structuur\2013\sap6_96\m08\42710az96_dlext_20130824_8884_9146.csv | 263
v4 | Full | 3 | 42710az96_dlext_20130825_9147_9239.csv | F:\UPOD\Cell_DLE\CSV_files_raw_nieuwe_structuur\2013\sap6_96\m08 | F:\UPOD\Cell_DLE\CSV_files_raw_nieuwe_structuur\2013\sap6_96\m08\42710az96_dlext_20130825_9147_9239.csv | 93
v4 | Full | 3 | 42710az96_dlext_20130826_9240_9307.csv | F:\UPOD\Cell_DLE\CSV_files_raw_nieuwe_structuur\2013\sap6_96\m08 | F:\UPOD\Cell_DLE\CSV_files_raw_nieuwe_structuur\2013\sap6_96\m08\42710az96_dlext_20130826_9240_9307.csv | 68
v4 | Full | 3 | 42710az96_dlext_20130827_9308_9619.csv | F:\UPOD\Cell_DLE\CSV_files_raw_nieuwe_structuur\2013\sap6_96\m08 | F:\UPOD\Cell_DLE\CSV_files_raw_nieuwe_structuur\2013\sap6_96\m08\42710az96_dlext_20130827_9308_9619.csv | 312
v4 | Full | 3 | 42710az96_dlext_20130828_9620_9854.csv | F:\UPOD\Cell_DLE\CSV_files_raw_nieuwe_structuur\2013\sap6_96\m08 | F:\UPOD\Cell_DLE\CSV_files_raw_nieuwe_structuur\2013\sap6_96\m08\42710az96_dlext_20130828_9620_9854.csv | 235
v4 | Full | 3 | 42710az96_dlext_20130829_9855_0101.csv | F:\UPOD\Cell_DLE\CSV_files_raw_nieuwe_structuur\2013\sap6_96\m08 | F:\UPOD\Cell_DLE\CSV_files_raw_nieuwe_structuur\2013\sap6_96\m08\42710az96_dlext_20130829_9855_0101.csv | 247
v4 | Full | 3 | 42710az96_dlext_20130830_0102_0426.csv | F:\UPOD\Cell_DLE\CSV_files_raw_nieuwe_structuur\2013\sap6_96\m08 | F:\UPOD\Cell_DLE\CSV_files_raw_nieuwe_structuur\2013\sap6_96\m08\42710az96_dlext_20130830_0102_0426.csv | 325
v4 | Full | 3 | 42710az96_dlext_20130831_0427_0660.csv | F:\UPOD\Cell_DLE\CSV_files_raw_nieuwe_structuur\2013\sap6_96\m08 | F:\UPOD\Cell_DLE\CSV_files_raw_nieuwe_structuur\2013\sap6_96\m08\42710az96_dlext_20130831_0427_0660.csv | 234
v4 | Full | 3 | 42710az96_dlext_20130901_0661_0764.csv | F:\UPOD\Cell_DLE\CSV_files_raw_nieuwe_structuur\2013\sap6_96\m09 | F:\UPOD\Cell_DLE\CSV_files_raw_nieuwe_structuur\2013\sap6_96\m09\42710az96_dlext_20130901_0661_0764.csv | 104
v4 | Full | 3 | 42710az96_dlext_20130902_0765_0834.csv | F:\UPOD\Cell_DLE\CSV_files_raw_nieuwe_structuur\2013\sap6_96\m09 | F:\UPOD\Cell_DLE\CSV_files_raw_nieuwe_structuur\2013\sap6_96\m09\42710az96_dlext_20130902_0765_0834.csv | 70
v4 | Full | 3 | 42710az96_dlext_20130903_0835_1150.csv | F:\UPOD\Cell_DLE\CSV_files_raw_nieuwe_structuur\2013\sap6_96\m09 | F:\UPOD\Cell_DLE\CSV_files_raw_nieuwe_structuur\2013\sap6_96\m09\42710az96_dlext_20130903_0835_1150.csv | 316
v4 | Full | 3 | 42710az96_dlext_20130904_1151_1355.csv | F:\UPOD\Cell_DLE\CSV_files_raw_nieuwe_structuur\2013\sap6_96\m09 | F:\UPOD\Cell_DLE\CSV_files_raw_nieuwe_structuur\2013\sap6_96\m09\42710az96_dlext_20130904_1151_1355.csv | 205
v4 | Full | 3 | 42710az96_dlext_20130905_1356_1664.csv | F:\UPOD\Cell_DLE\CSV_files_raw_nieuwe_structuur\2013\sap6_96\m09 | F:\UPOD\Cell_DLE\CSV_files_raw_nieuwe_structuur\2013\sap6_96\m09\42710az96_dlext_20130905_1356_1664.csv | 309
v4 | Full | 3 | 42710az96_dlext_20130906_1665_1940.csv | F:\UPOD\Cell_DLE\CSV_files_raw_nieuwe_structuur\2013\sap6_96\m09 | F:\UPOD\Cell_DLE\CSV_files_raw_nieuwe_structuur\2013\sap6_96\m09\42710az96_dlext_20130906_1665_1940.csv | 276
v4 | Full | 3 | 42710az96_dlext_20130907_1941_2195.csv | F:\UPOD\Cell_DLE\CSV_files_raw_nieuwe_structuur\2013\sap6_96\m09 | F:\UPOD\Cell_DLE\CSV_files_raw_nieuwe_structuur\2013\sap6_96\m09\42710az96_dlext_20130907_1941_2195.csv | 255
v4 | Full | 3 | 42710az96_dlext_20130908_2196_2302.csv | F:\UPOD\Cell_DLE\CSV_files_raw_nieuwe_structuur\2013\sap6_96\m09 | F:\UPOD\Cell_DLE\CSV_files_raw_nieuwe_structuur\2013\sap6_96\m09\42710az96_dlext_20130908_2196_2302.csv | 107
v4 | Full | 3 | 42710az96_dlext_20130909_2303_2330.csv | F:\UPOD\Cell_DLE\CSV_files_raw_nieuwe_structuur\2013\sap6_96\m09 | F:\UPOD\Cell_DLE\CSV_files_raw_nieuwe_structuur\2013\sap6_96\m09\42710az96_dlext_20130909_2303_2330.csv | 28
v4 | Full | 3 | 42710az96_dlext_20130910_2331_2484.csv | F:\UPOD\Cell_DLE\CSV_files_raw_nieuwe_structuur\2013\sap6_96\m09 | F:\UPOD\Cell_DLE\CSV_files_raw_nieuwe_structuur\2013\sap6_96\m09\42710az96_dlext_20130910_2331_2484.csv | 154
v4 | Full | 3 | 42710az96_dlext_20130911_2485_2763.csv | F:\UPOD\Cell_DLE\CSV_files_raw_nieuwe_structuur\2013\sap6_96\m09 | F:\UPOD\Cell_DLE\CSV_files_raw_nieuwe_structuur\2013\sap6_96\m09\42710az96_dlext_20130911_2485_2763.csv | 279
v4 | Full | 3 | 42710az96_dlext_20130912_2764_3045.csv | F:\UPOD\Cell_DLE\CSV_files_raw_nieuwe_structuur\2013\sap6_96\m09 | F:\UPOD\Cell_DLE\CSV_files_raw_nieuwe_structuur\2013\sap6_96\m09\42710az96_dlext_20130912_2764_3045.csv | 282
v4 | Full | 3 | 42710az96_dlext_20130913_3046_3380.csv | F:\UPOD\Cell_DLE\CSV_files_raw_nieuwe_structuur\2013\sap6_96\m09 | F:\UPOD\Cell_DLE\CSV_files_raw_nieuwe_structuur\2013\sap6_96\m09\42710az96_dlext_20130913_3046_3380.csv | 335
v4 | Full | 3 | 42710az96_dlext_20130914_3381_3615.csv | F:\UPOD\Cell_DLE\CSV_files_raw_nieuwe_structuur\2013\sap6_96\m09 | F:\UPOD\Cell_DLE\CSV_files_raw_nieuwe_structuur\2013\sap6_96\m09\42710az96_dlext_20130914_3381_3615.csv | 235
v4 | Full | 3 | 42710az96_dlext_20130915_3616_3697.csv | F:\UPOD\Cell_DLE\CSV_files_raw_nieuwe_structuur\2013\sap6_96\m09 | F:\UPOD\Cell_DLE\CSV_files_raw_nieuwe_structuur\2013\sap6_96\m09\42710az96_dlext_20130915_3616_3697.csv | 82
v4 | Full | 3 | 42710az96_dlext_20130916_3698_3779.csv | F:\UPOD\Cell_DLE\CSV_files_raw_nieuwe_structuur\2013\sap6_96\m09 | F:\UPOD\Cell_DLE\CSV_files_raw_nieuwe_structuur\2013\sap6_96\m09\42710az96_dlext_20130916_3698_3779.csv | 82
v4 | Full | 3 | 42710az96_dlext_20130917_3780_4103.csv | F:\UPOD\Cell_DLE\CSV_files_raw_nieuwe_structuur\2013\sap6_96\m09 | F:\UPOD\Cell_DLE\CSV_files_raw_nieuwe_structuur\2013\sap6_96\m09\42710az96_dlext_20130917_3780_4103.csv | 324
v4 | Full | 3 | 42710az96_dlext_20130918_4104_4484.csv | F:\UPOD\Cell_DLE\CSV_files_raw_nieuwe_structuur\2013\sap6_96\m09 | F:\UPOD\Cell_DLE\CSV_files_raw_nieuwe_structuur\2013\sap6_96\m09\42710az96_dlext_20130918_4104_4484.csv | 381
v4 | Full | 3 | 42710az96_dlext_20130919_4485_4822.csv | F:\UPOD\Cell_DLE\CSV_files_raw_nieuwe_structuur\2013\sap6_96\m09 | F:\UPOD\Cell_DLE\CSV_files_raw_nieuwe_structuur\2013\sap6_96\m09\42710az96_dlext_20130919_4485_4822.csv | 338
v4 | Full | 3 | 42710az96_dlext_20130920_4823_5150.csv | F:\UPOD\Cell_DLE\CSV_files_raw_nieuwe_structuur\2013\sap6_96\m09 | F:\UPOD\Cell_DLE\CSV_files_raw_nieuwe_structuur\2013\sap6_96\m09\42710az96_dlext_20130920_4823_5150.csv | 328
v4 | Full | 3 | 42710az96_dlext_20130921_5151_5445.csv | F:\UPOD\Cell_DLE\CSV_files_raw_nieuwe_structuur\2013\sap6_96\m09 | F:\UPOD\Cell_DLE\CSV_files_raw_nieuwe_structuur\2013\sap6_96\m09\42710az96_dlext_20130921_5151_5445.csv | 295
v4 | Full | 3 | 42710az96_dlext_20130922_5446_5534.csv | F:\UPOD\Cell_DLE\CSV_files_raw_nieuwe_structuur\2013\sap6_96\m09 | F:\UPOD\Cell_DLE\CSV_files_raw_nieuwe_structuur\2013\sap6_96\m09\42710az96_dlext_20130922_5446_5534.csv | 89
v4 | Full | 3 | 42710az96_dlext_20130923_5535_5635.csv | F:\UPOD\Cell_DLE\CSV_files_raw_nieuwe_structuur\2013\sap6_96\m09 | F:\UPOD\Cell_DLE\CSV_files_raw_nieuwe_structuur\2013\sap6_96\m09\42710az96_dlext_20130923_5535_5635.csv | 101
v4 | Full | 3 | 42710az96_dlext_20130924_5636_5981.csv | F:\UPOD\Cell_DLE\CSV_files_raw_nieuwe_structuur\2013\sap6_96\m09 | F:\UPOD\Cell_DLE\CSV_files_raw_nieuwe_structuur\2013\sap6_96\m09\42710az96_dlext_20130924_5636_5981.csv | 346
v4 | Full | 3 | 42710az96_dlext_20130925_5982_6215.csv | F:\UPOD\Cell_DLE\CSV_files_raw_nieuwe_structuur\2013\sap6_96\m09 | F:\UPOD\Cell_DLE\CSV_files_raw_nieuwe_structuur\2013\sap6_96\m09\42710az96_dlext_20130925_5982_6215.csv | 234
v4 | Full | 3 | 42710az96_dlext_20130926_6216_6502.csv | F:\UPOD\Cell_DLE\CSV_files_raw_nieuwe_structuur\2013\sap6_96\m09 | F:\UPOD\Cell_DLE\CSV_files_raw_nieuwe_structuur\2013\sap6_96\m09\42710az96_dlext_20130926_6216_6502.csv | 287
v4 | Full | 3 | 42710az96_dlext_20130927_6503_6754.csv | F:\UPOD\Cell_DLE\CSV_files_raw_nieuwe_structuur\2013\sap6_96\m09 | F:\UPOD\Cell_DLE\CSV_files_raw_nieuwe_structuur\2013\sap6_96\m09\42710az96_dlext_20130927_6503_6754.csv | 252
v4 | Full | 3 | 42710az96_dlext_20130928_6755_6983.csv | F:\UPOD\Cell_DLE\CSV_files_raw_nieuwe_structuur\2013\sap6_96\m09 | F:\UPOD\Cell_DLE\CSV_files_raw_nieuwe_structuur\2013\sap6_96\m09\42710az96_dlext_20130928_6755_6983.csv | 229
v4 | Full | 3 | 42710az96_dlext_20130929_6984_7042.csv | F:\UPOD\Cell_DLE\CSV_files_raw_nieuwe_structuur\2013\sap6_96\m09 | F:\UPOD\Cell_DLE\CSV_files_raw_nieuwe_structuur\2013\sap6_96\m09\42710az96_dlext_20130929_6984_7042.csv | 59
v4 | Full | 3 | 42710az96_dlext_20130930_7043_7095.csv | F:\UPOD\Cell_DLE\CSV_files_raw_nieuwe_structuur\2013\sap6_96\m09 | F:\UPOD\Cell_DLE\CSV_files_raw_nieuwe_structuur\2013\sap6_96\m09\42710az96_dlext_20130930_7043_7095.csv | 53
v4 | Full | 3 | 42710az96_dlext_20131001_7096_7475.csv | F:\UPOD\Cell_DLE\CSV_files_raw_nieuwe_structuur\2013\sap6_96\m10 | F:\UPOD\Cell_DLE\CSV_files_raw_nieuwe_structuur\2013\sap6_96\m10\42710az96_dlext_20131001_7096_7475.csv | 380
v4 | Full | 3 | 42710az96_dlext_20131002_7476_7796.csv | F:\UPOD\Cell_DLE\CSV_files_raw_nieuwe_structuur\2013\sap6_96\m10 | F:\UPOD\Cell_DLE\CSV_files_raw_nieuwe_structuur\2013\sap6_96\m10\42710az96_dlext_20131002_7476_7796.csv | 321
v4 | Full | 3 | 42710az96_dlext_20131003_7797_8091.csv | F:\UPOD\Cell_DLE\CSV_files_raw_nieuwe_structuur\2013\sap6_96\m10 | F:\UPOD\Cell_DLE\CSV_files_raw_nieuwe_structuur\2013\sap6_96\m10\42710az96_dlext_20131003_7797_8091.csv | 295
v4 | Full | 3 | 42710az96_dlext_20131004_8092_8546.csv | F:\UPOD\Cell_DLE\CSV_files_raw_nieuwe_structuur\2013\sap6_96\m10 | F:\UPOD\Cell_DLE\CSV_files_raw_nieuwe_structuur\2013\sap6_96\m10\42710az96_dlext_20131004_8092_8546.csv | 455
v4 | Full | 3 | 42710az96_dlext_20131005_8547_8840.csv | F:\UPOD\Cell_DLE\CSV_files_raw_nieuwe_structuur\2013\sap6_96\m10 | F:\UPOD\Cell_DLE\CSV_files_raw_nieuwe_structuur\2013\sap6_96\m10\42710az96_dlext_20131005_8547_8840.csv | 294
v4 | Full | 3 | 42710az96_dlext_20131006_8841_8919.csv | F:\UPOD\Cell_DLE\CSV_files_raw_nieuwe_structuur\2013\sap6_96\m10 | F:\UPOD\Cell_DLE\CSV_files_raw_nieuwe_structuur\2013\sap6_96\m10\42710az96_dlext_20131006_8841_8919.csv | 79
v4 | Full | 3 | 42710az96_dlext_20131007_8920_9002.csv | F:\UPOD\Cell_DLE\CSV_files_raw_nieuwe_structuur\2013\sap6_96\m10 | F:\UPOD\Cell_DLE\CSV_files_raw_nieuwe_structuur\2013\sap6_96\m10\42710az96_dlext_20131007_8920_9002.csv | 83
v4 | Full | 3 | 42710az96_dlext_20131008_9003_9328.csv | F:\UPOD\Cell_DLE\CSV_files_raw_nieuwe_structuur\2013\sap6_96\m10 | F:\UPOD\Cell_DLE\CSV_files_raw_nieuwe_structuur\2013\sap6_96\m10\42710az96_dlext_20131008_9003_9328.csv | 326
v4 | Full | 3 | 42710az96_dlext_20131113_4185_7568.csv | F:\UPOD\Cell_DLE\CSV_files_raw_nieuwe_structuur\2013\sap6_96\m11 | F:\UPOD\Cell_DLE\CSV_files_raw_nieuwe_structuur\2013\sap6_96\m11\42710az96_dlext_20131113_4185_7568.csv | 3384
v4 | Full | 3 | 42710az96_dlext_20131114_7569_7841.csv | F:\UPOD\Cell_DLE\CSV_files_raw_nieuwe_structuur\2013\sap6_96\m11 | F:\UPOD\Cell_DLE\CSV_files_raw_nieuwe_structuur\2013\sap6_96\m11\42710az96_dlext_20131114_7569_7841.csv | 273
v4 | Full | 3 | 42710az96_dlext_20131115_7842_8216.csv | F:\UPOD\Cell_DLE\CSV_files_raw_nieuwe_structuur\2013\sap6_96\m11 | F:\UPOD\Cell_DLE\CSV_files_raw_nieuwe_structuur\2013\sap6_96\m11\42710az96_dlext_20131115_7842_8216.csv | 375
v4 | Full | 3 | 42710az96_dlext_20131116_8217_8433.csv | F:\UPOD\Cell_DLE\CSV_files_raw_nieuwe_structuur\2013\sap6_96\m11 | F:\UPOD\Cell_DLE\CSV_files_raw_nieuwe_structuur\2013\sap6_96\m11\42710az96_dlext_20131116_8217_8433.csv | 217
v4 | Full | 3 | 42710az96_dlext_20131117_8434_8546.csv | F:\UPOD\Cell_DLE\CSV_files_raw_nieuwe_structuur\2013\sap6_96\m11 | F:\UPOD\Cell_DLE\CSV_files_raw_nieuwe_structuur\2013\sap6_96\m11\42710az96_dlext_20131117_8434_8546.csv | 113
v4 | Full | 3 | 42710az96_dlext_20131118_8547_8627.csv | F:\UPOD\Cell_DLE\CSV_files_raw_nieuwe_structuur\2013\sap6_96\m11 | F:\UPOD\Cell_DLE\CSV_files_raw_nieuwe_structuur\2013\sap6_96\m11\42710az96_dlext_20131118_8547_8627.csv | 81
v4 | Full | 3 | 42710az96_dlext_20131119_8628_8955.csv | F:\UPOD\Cell_DLE\CSV_files_raw_nieuwe_structuur\2013\sap6_96\m11 | F:\UPOD\Cell_DLE\CSV_files_raw_nieuwe_structuur\2013\sap6_96\m11\42710az96_dlext_20131119_8628_8955.csv | 328
v4 | Full | 3 | 42710az96_dlext_20131120_8956_9258.csv | F:\UPOD\Cell_DLE\CSV_files_raw_nieuwe_structuur\2013\sap6_96\m11 | F:\UPOD\Cell_DLE\CSV_files_raw_nieuwe_structuur\2013\sap6_96\m11\42710az96_dlext_20131120_8956_9258.csv | 303
v4 | Full | 3 | 42710az96_dlext_20131121_9259_9601.csv | F:\UPOD\Cell_DLE\CSV_files_raw_nieuwe_structuur\2013\sap6_96\m11 | F:\UPOD\Cell_DLE\CSV_files_raw_nieuwe_structuur\2013\sap6_96\m11\42710az96_dlext_20131121_9259_9601.csv | 343
v4 | Full | 3 | 42710az96_dlext_20131122_9602_0027.csv | F:\UPOD\Cell_DLE\CSV_files_raw_nieuwe_structuur\2013\sap6_96\m11 | F:\UPOD\Cell_DLE\CSV_files_raw_nieuwe_structuur\2013\sap6_96\m11\42710az96_dlext_20131122_9602_0027.csv | 426
v4 | Full | 3 | 42710az96_dlext_20131123_0028_0328.csv | F:\UPOD\Cell_DLE\CSV_files_raw_nieuwe_structuur\2013\sap6_96\m11 | F:\UPOD\Cell_DLE\CSV_files_raw_nieuwe_structuur\2013\sap6_96\m11\42710az96_dlext_20131123_0028_0328.csv | 301
v4 | Full | 3 | 42710az96_dlext_20131124_0329_0447.csv | F:\UPOD\Cell_DLE\CSV_files_raw_nieuwe_structuur\2013\sap6_96\m11 | F:\UPOD\Cell_DLE\CSV_files_raw_nieuwe_structuur\2013\sap6_96\m11\42710az96_dlext_20131124_0329_0447.csv | 119
v4 | Full | 3 | 42710az96_dlext_20131125_0448_0539.csv | F:\UPOD\Cell_DLE\CSV_files_raw_nieuwe_structuur\2013\sap6_96\m11 | F:\UPOD\Cell_DLE\CSV_files_raw_nieuwe_structuur\2013\sap6_96\m11\42710az96_dlext_20131125_0448_0539.csv | 92
v4 | Full | 3 | 42710az96_dlext_20131126_0540_0883.csv | F:\UPOD\Cell_DLE\CSV_files_raw_nieuwe_structuur\2013\sap6_96\m11 | F:\UPOD\Cell_DLE\CSV_files_raw_nieuwe_structuur\2013\sap6_96\m11\42710az96_dlext_20131126_0540_0883.csv | 344
v4 | Full | 3 | 42710az96_dlext_20131126_0884_1204.csv | F:\UPOD\Cell_DLE\CSV_files_raw_nieuwe_structuur\2013\sap6_96\m11 | F:\UPOD\Cell_DLE\CSV_files_raw_nieuwe_structuur\2013\sap6_96\m11\42710az96_dlext_20131126_0884_1204.csv | 321
v4 | Full | 3 | 42710az96_dlext_20131126_1205_1206.csv | F:\UPOD\Cell_DLE\CSV_files_raw_nieuwe_structuur\2013\sap6_96\m11 | F:\UPOD\Cell_DLE\CSV_files_raw_nieuwe_structuur\2013\sap6_96\m11\42710az96_dlext_20131126_1205_1206.csv | 2
v4 | Full | 3 | 42710az96_dlext_20131127_1207_1493.csv | F:\UPOD\Cell_DLE\CSV_files_raw_nieuwe_structuur\2013\sap6_96\m11 | F:\UPOD\Cell_DLE\CSV_files_raw_nieuwe_structuur\2013\sap6_96\m11\42710az96_dlext_20131127_1207_1493.csv | 287
v4 | Full | 3 | 42710az96_dlext_20131128_1494_1600.csv | F:\UPOD\Cell_DLE\CSV_files_raw_nieuwe_structuur\2013\sap6_96\m11 | F:\UPOD\Cell_DLE\CSV_files_raw_nieuwe_structuur\2013\sap6_96\m11\42710az96_dlext_20131128_1494_1600.csv | 107
v4 | Full | 3 | 42710az96_dlext_20131129_1601_1861.csv | F:\UPOD\Cell_DLE\CSV_files_raw_nieuwe_structuur\2013\sap6_96\m11 | F:\UPOD\Cell_DLE\CSV_files_raw_nieuwe_structuur\2013\sap6_96\m11\42710az96_dlext_20131129_1601_1861.csv | 261
v4 | Full | 3 | 42710az96_dlext_20131130_1862_1957.csv | F:\UPOD\Cell_DLE\CSV_files_raw_nieuwe_structuur\2013\sap6_96\m11 | F:\UPOD\Cell_DLE\CSV_files_raw_nieuwe_structuur\2013\sap6_96\m11\42710az96_dlext_20131130_1862_1957.csv | 96
v4 | Full | 3 | 42710az96_dlext_20131201_1958_2069.csv | F:\UPOD\Cell_DLE\CSV_files_raw_nieuwe_structuur\2013\sap6_96\m12 | F:\UPOD\Cell_DLE\CSV_files_raw_nieuwe_structuur\2013\sap6_96\m12\42710az96_dlext_20131201_1958_2069.csv | 112
v4 | Full | 3 | 42710az96_dlext_20131202_2070_2474.csv | F:\UPOD\Cell_DLE\CSV_files_raw_nieuwe_structuur\2013\sap6_96\m12 | F:\UPOD\Cell_DLE\CSV_files_raw_nieuwe_structuur\2013\sap6_96\m12\42710az96_dlext_20131202_2070_2474.csv | 405
v4 | Full | 3 | 42710az96_dlext_20131203_2475_2777.csv | F:\UPOD\Cell_DLE\CSV_files_raw_nieuwe_structuur\2013\sap6_96\m12 | F:\UPOD\Cell_DLE\CSV_files_raw_nieuwe_structuur\2013\sap6_96\m12\42710az96_dlext_20131203_2475_2777.csv | 303
v4 | Full | 3 | 42710az96_dlext_20131204_2778_3074.csv | F:\UPOD\Cell_DLE\CSV_files_raw_nieuwe_structuur\2013\sap6_96\m12 | F:\UPOD\Cell_DLE\CSV_files_raw_nieuwe_structuur\2013\sap6_96\m12\42710az96_dlext_20131204_2778_3074.csv | 297
v4 | Full | 3 | 42710az96_dlext_20131205_3075_3408.csv | F:\UPOD\Cell_DLE\CSV_files_raw_nieuwe_structuur\2013\sap6_96\m12 | F:\UPOD\Cell_DLE\CSV_files_raw_nieuwe_structuur\2013\sap6_96\m12\42710az96_dlext_20131205_3075_3408.csv | 334
v4 | Full | 3 | 42710az96_dlext_20131206_3409_3718.csv | F:\UPOD\Cell_DLE\CSV_files_raw_nieuwe_structuur\2013\sap6_96\m12 | F:\UPOD\Cell_DLE\CSV_files_raw_nieuwe_structuur\2013\sap6_96\m12\42710az96_dlext_20131206_3409_3718.csv | 310
v4 | Full | 3 | 42710az96_dlext_20131207_3719_3803.csv | F:\UPOD\Cell_DLE\CSV_files_raw_nieuwe_structuur\2013\sap6_96\m12 | F:\UPOD\Cell_DLE\CSV_files_raw_nieuwe_structuur\2013\sap6_96\m12\42710az96_dlext_20131207_3719_3803.csv | 85
v4 | Full | 3 | 42710az96_dlext_20131208_3804_3876.csv | F:\UPOD\Cell_DLE\CSV_files_raw_nieuwe_structuur\2013\sap6_96\m12 | F:\UPOD\Cell_DLE\CSV_files_raw_nieuwe_structuur\2013\sap6_96\m12\42710az96_dlext_20131208_3804_3876.csv | 73
v4 | Full | 3 | 42710az96_dlext_20131209_3877_4185.csv | F:\UPOD\Cell_DLE\CSV_files_raw_nieuwe_structuur\2013\sap6_96\m12 | F:\UPOD\Cell_DLE\CSV_files_raw_nieuwe_structuur\2013\sap6_96\m12\42710az96_dlext_20131209_3877_4185.csv | 309
v4 | Full | 3 | 42710az96_dlext_20131210_4186_4485.csv | F:\UPOD\Cell_DLE\CSV_files_raw_nieuwe_structuur\2013\sap6_96\m12 | F:\UPOD\Cell_DLE\CSV_files_raw_nieuwe_structuur\2013\sap6_96\m12\42710az96_dlext_20131210_4186_4485.csv | 300
v4 | Full | 3 | 42710az96_dlext_20131211_4486_4810.csv | F:\UPOD\Cell_DLE\CSV_files_raw_nieuwe_structuur\2013\sap6_96\m12 | F:\UPOD\Cell_DLE\CSV_files_raw_nieuwe_structuur\2013\sap6_96\m12\42710az96_dlext_20131211_4486_4810.csv | 325
v4 | Full | 3 | 42710az96_dlext_20131212_4811_5201.csv | F:\UPOD\Cell_DLE\CSV_files_raw_nieuwe_structuur\2013\sap6_96\m12 | F:\UPOD\Cell_DLE\CSV_files_raw_nieuwe_structuur\2013\sap6_96\m12\42710az96_dlext_20131212_4811_5201.csv | 391
v4 | Full | 3 | 42710az96_dlext_20131213_5202_5471.csv | F:\UPOD\Cell_DLE\CSV_files_raw_nieuwe_structuur\2013\sap6_96\m12 | F:\UPOD\Cell_DLE\CSV_files_raw_nieuwe_structuur\2013\sap6_96\m12\42710az96_dlext_20131213_5202_5471.csv | 270
v4 | Full | 3 | 42710az96_dlext_20131214_5472_5583.csv | F:\UPOD\Cell_DLE\CSV_files_raw_nieuwe_structuur\2013\sap6_96\m12 | F:\UPOD\Cell_DLE\CSV_files_raw_nieuwe_structuur\2013\sap6_96\m12\42710az96_dlext_20131214_5472_5583.csv | 112
v4 | Full | 3 | 42710az96_dlext_20131215_5584_5671.csv | F:\UPOD\Cell_DLE\CSV_files_raw_nieuwe_structuur\2013\sap6_96\m12 | F:\UPOD\Cell_DLE\CSV_files_raw_nieuwe_structuur\2013\sap6_96\m12\42710az96_dlext_20131215_5584_5671.csv | 88
v4 | Full | 3 | 42710az96_dlext_20131216_5672_6045.csv | F:\UPOD\Cell_DLE\CSV_files_raw_nieuwe_structuur\2013\sap6_96\m12 | F:\UPOD\Cell_DLE\CSV_files_raw_nieuwe_structuur\2013\sap6_96\m12\42710az96_dlext_20131216_5672_6045.csv | 374
v4 | Full | 3 | 42710az96_dlext_20131217_6046_6399.csv | F:\UPOD\Cell_DLE\CSV_files_raw_nieuwe_structuur\2013\sap6_96\m12 | F:\UPOD\Cell_DLE\CSV_files_raw_nieuwe_structuur\2013\sap6_96\m12\42710az96_dlext_20131217_6046_6399.csv | 354
v4 | Full | 3 | 42710az96_dlext_20131218_6400_6775.csv | F:\UPOD\Cell_DLE\CSV_files_raw_nieuwe_structuur\2013\sap6_96\m12 | F:\UPOD\Cell_DLE\CSV_files_raw_nieuwe_structuur\2013\sap6_96\m12\42710az96_dlext_20131218_6400_6775.csv | 376
v4 | Full | 3 | 42710az96_dlext_20131219_6776_7160.csv | F:\UPOD\Cell_DLE\CSV_files_raw_nieuwe_structuur\2013\sap6_96\m12 | F:\UPOD\Cell_DLE\CSV_files_raw_nieuwe_structuur\2013\sap6_96\m12\42710az96_dlext_20131219_6776_7160.csv | 385
v4 | Full | 3 | 42710az96_dlext_20131220_7161_7431.csv | F:\UPOD\Cell_DLE\CSV_files_raw_nieuwe_structuur\2013\sap6_96\m12 | F:\UPOD\Cell_DLE\CSV_files_raw_nieuwe_structuur\2013\sap6_96\m12\42710az96_dlext_20131220_7161_7431.csv | 271
v4 | Full | 3 | 42710az96_dlext_20131221_7432_7639.csv | F:\UPOD\Cell_DLE\CSV_files_raw_nieuwe_structuur\2013\sap6_96\m12 | F:\UPOD\Cell_DLE\CSV_files_raw_nieuwe_structuur\2013\sap6_96\m12\42710az96_dlext_20131221_7432_7639.csv | 208
v4 | Full | 3 | 42710az96_dlext_20131222_7640_7821.csv | F:\UPOD\Cell_DLE\CSV_files_raw_nieuwe_structuur\2013\sap6_96\m12 | F:\UPOD\Cell_DLE\CSV_files_raw_nieuwe_structuur\2013\sap6_96\m12\42710az96_dlext_20131222_7640_7821.csv | 182
v4 | Full | 3 | 42710az96_dlext_20131223_7822_8271.csv | F:\UPOD\Cell_DLE\CSV_files_raw_nieuwe_structuur\2013\sap6_96\m12 | F:\UPOD\Cell_DLE\CSV_files_raw_nieuwe_structuur\2013\sap6_96\m12\42710az96_dlext_20131223_7822_8271.csv | 450
v4 | Full | 3 | 42710az96_dlext_20131224_8272_8462.csv | F:\UPOD\Cell_DLE\CSV_files_raw_nieuwe_structuur\2013\sap6_96\m12 | F:\UPOD\Cell_DLE\CSV_files_raw_nieuwe_structuur\2013\sap6_96\m12\42710az96_dlext_20131224_8272_8462.csv | 191
v4 | Full | 3 | 42710az96_dlext_20131225_8463_8557.csv | F:\UPOD\Cell_DLE\CSV_files_raw_nieuwe_structuur\2013\sap6_96\m12 | F:\UPOD\Cell_DLE\CSV_files_raw_nieuwe_structuur\2013\sap6_96\m12\42710az96_dlext_20131225_8463_8557.csv | 95
v4 | Full | 3 | 42710az96_dlext_20131226_8558_8603.csv | F:\UPOD\Cell_DLE\CSV_files_raw_nieuwe_structuur\2013\sap6_96\m12 | F:\UPOD\Cell_DLE\CSV_files_raw_nieuwe_structuur\2013\sap6_96\m12\42710az96_dlext_20131226_8558_8603.csv | 46
v4 | Full | 3 | 42710az96_dlext_20131227_8604_8911.csv | F:\UPOD\Cell_DLE\CSV_files_raw_nieuwe_structuur\2013\sap6_96\m12 | F:\UPOD\Cell_DLE\CSV_files_raw_nieuwe_structuur\2013\sap6_96\m12\42710az96_dlext_20131227_8604_8911.csv | 308
v4 | Full | 3 | 42710az96_dlext_20131228_8912_9078.csv | F:\UPOD\Cell_DLE\CSV_files_raw_nieuwe_structuur\2013\sap6_96\m12 | F:\UPOD\Cell_DLE\CSV_files_raw_nieuwe_structuur\2013\sap6_96\m12\42710az96_dlext_20131228_8912_9078.csv | 167
v4 | Full | 3 | 42710az96_dlext_20131229_9079_9202.csv | F:\UPOD\Cell_DLE\CSV_files_raw_nieuwe_structuur\2013\sap6_96\m12 | F:\UPOD\Cell_DLE\CSV_files_raw_nieuwe_structuur\2013\sap6_96\m12\42710az96_dlext_20131229_9079_9202.csv | 124
v4 | Full | 3 | 42710az96_dlext_20131230_9203_9439.csv | F:\UPOD\Cell_DLE\CSV_files_raw_nieuwe_structuur\2013\sap6_96\m12 | F:\UPOD\Cell_DLE\CSV_files_raw_nieuwe_structuur\2013\sap6_96\m12\42710az96_dlext_20131230_9203_9439.csv | 237
v4 | Full | 3 | 42710az96_dlext_20131231_9440_9632.csv | F:\UPOD\Cell_DLE\CSV_files_raw_nieuwe_structuur\2013\sap6_96\m12 | F:\UPOD\Cell_DLE\CSV_files_raw_nieuwe_structuur\2013\sap6_96\m12\42710az96_dlext_20131231_9440_9632.csv | 193
v4 | Full | 3 | 42710az96_dlext_20140101_9633_9747.csv | F:\UPOD\Cell_DLE\CSV_files_raw_nieuwe_structuur\2014\sap6_96\m01 | F:\UPOD\Cell_DLE\CSV_files_raw_nieuwe_structuur\2014\sap6_96\m01\42710az96_dlext_20140101_9633_9747.csv | 115
v4 | Full | 3 | 42710az96_dlext_20140102_9748_0047.csv | F:\UPOD\Cell_DLE\CSV_files_raw_nieuwe_structuur\2014\sap6_96\m01 | F:\UPOD\Cell_DLE\CSV_files_raw_nieuwe_structuur\2014\sap6_96\m01\42710az96_dlext_20140102_9748_0047.csv | 300
v4 | Full | 3 | 42710az96_dlext_20140103_0048_0321.csv | F:\UPOD\Cell_DLE\CSV_files_raw_nieuwe_structuur\2014\sap6_96\m01 | F:\UPOD\Cell_DLE\CSV_files_raw_nieuwe_structuur\2014\sap6_96\m01\42710az96_dlext_20140103_0048_0321.csv | 274
v4 | Full | 3 | 42710az96_dlext_20140104_0322_0412.csv | F:\UPOD\Cell_DLE\CSV_files_raw_nieuwe_structuur\2014\sap6_96\m01 | F:\UPOD\Cell_DLE\CSV_files_raw_nieuwe_structuur\2014\sap6_96\m01\42710az96_dlext_20140104_0322_0412.csv | 91
v4 | Full | 3 | 42710az96_dlext_20140105_0413_0506.csv | F:\UPOD\Cell_DLE\CSV_files_raw_nieuwe_structuur\2014\sap6_96\m01 | F:\UPOD\Cell_DLE\CSV_files_raw_nieuwe_structuur\2014\sap6_96\m01\42710az96_dlext_20140105_0413_0506.csv | 94
v4 | Full | 3 | 42710az96_dlext_20140106_0507_0865.csv | F:\UPOD\Cell_DLE\CSV_files_raw_nieuwe_structuur\2014\sap6_96\m01 | F:\UPOD\Cell_DLE\CSV_files_raw_nieuwe_structuur\2014\sap6_96\m01\42710az96_dlext_20140106_0507_0865.csv | 359
v4 | Full | 3 | 42710az96_dlext_20140107_0866_1169.csv | F:\UPOD\Cell_DLE\CSV_files_raw_nieuwe_structuur\2014\sap6_96\m01 | F:\UPOD\Cell_DLE\CSV_files_raw_nieuwe_structuur\2014\sap6_96\m01\42710az96_dlext_20140107_0866_1169.csv | 304
v4 | Full | 3 | 42710az96_dlext_20140108_1170_1274.csv | F:\UPOD\Cell_DLE\CSV_files_raw_nieuwe_structuur\2014\sap6_96\m01 | F:\UPOD\Cell_DLE\CSV_files_raw_nieuwe_structuur\2014\sap6_96\m01\42710az96_dlext_20140108_1170_1274.csv | 105
v4 | Full | 3 | 42783az_dlext_20140102_2104_2183.csv | F:\UPOD\Cell_DLE\CSV_files_raw_nieuwe_structuur\2014\sap4_783\m01 | F:\UPOD\Cell_DLE\CSV_files_raw_nieuwe_structuur\2014\sap4_783\m01\42783az_dlext_20140102_2104_2183.csv | 80
v4 | Full | 3 | 42783az_dlext_20140103_2184_2224.csv | F:\UPOD\Cell_DLE\CSV_files_raw_nieuwe_structuur\2014\sap4_783\m01 | F:\UPOD\Cell_DLE\CSV_files_raw_nieuwe_structuur\2014\sap4_783\m01\42783az_dlext_20140103_2184_2224.csv | 41
v4 | Full | 3 | 42783az_dlext_20140106_2225_2289.csv | F:\UPOD\Cell_DLE\CSV_files_raw_nieuwe_structuur\2014\sap4_783\m01 | F:\UPOD\Cell_DLE\CSV_files_raw_nieuwe_structuur\2014\sap4_783\m01\42783az_dlext_20140106_2225_2289.csv | 65
v4 | Full | 3 | 42783az_dlext_20140107_2290_2358.csv | F:\UPOD\Cell_DLE\CSV_files_raw_nieuwe_structuur\2014\sap4_783\m01 | F:\UPOD\Cell_DLE\CSV_files_raw_nieuwe_structuur\2014\sap4_783\m01\42783az_dlext_20140107_2290_2358.csv | 69
v4 | Full | 3 | 42783az_dlext_20140108_2359_2437.csv | F:\UPOD\Cell_DLE\CSV_files_raw_nieuwe_structuur\2014\sap4_783\m01 | F:\UPOD\Cell_DLE\CSV_files_raw_nieuwe_structuur\2014\sap4_783\m01\42783az_dlext_20140108_2359_2437.csv | 79
v4 | Full | 3 | 42783az_dlext_20140109_2438_2531.csv | F:\UPOD\Cell_DLE\CSV_files_raw_nieuwe_structuur\2014\sap4_783\m01 | F:\UPOD\Cell_DLE\CSV_files_raw_nieuwe_structuur\2014\sap4_783\m01\42783az_dlext_20140109_2438_2531.csv | 94
v4 | Full | 3 | 42783az_dlext_20140110_2532_2628.csv | F:\UPOD\Cell_DLE\CSV_files_raw_nieuwe_structuur\2014\sap4_783\m01 | F:\UPOD\Cell_DLE\CSV_files_raw_nieuwe_structuur\2014\sap4_783\m01\42783az_dlext_20140110_2532_2628.csv | 97
v4 | Full | 3 | 42783az_dlext_20140113_2629_2700.csv | F:\UPOD\Cell_DLE\CSV_files_raw_nieuwe_structuur\2014\sap4_783\m01 | F:\UPOD\Cell_DLE\CSV_files_raw_nieuwe_structuur\2014\sap4_783\m01\42783az_dlext_20140113_2629_2700.csv | 72
v4 | Full | 3 | 42783az_dlext_20140114_2701_2799.csv | F:\UPOD\Cell_DLE\CSV_files_raw_nieuwe_structuur\2014\sap4_783\m01 | F:\UPOD\Cell_DLE\CSV_files_raw_nieuwe_structuur\2014\sap4_783\m01\42783az_dlext_20140114_2701_2799.csv | 99
v4 | Full | 3 | s-005_dlext_20131217_2455_2719.csv | F:\UPOD\Cell_DLE\CSV_files_raw_nieuwe_structuur\2013\sap5_re | F:\UPOD\Cell_DLE\CSV_files_raw_nieuwe_structuur\2013\sap5_re\s-005_dlext_20131217_2455_2719.csv | 265
v4 | Full | 3 | s-005_dlext_20131217_2720_2723.csv | F:\UPOD\Cell_DLE\CSV_files_raw_nieuwe_structuur\2013\sap5_re | F:\UPOD\Cell_DLE\CSV_files_raw_nieuwe_structuur\2013\sap5_re\s-005_dlext_20131217_2720_2723.csv | 4
v4 | Full | 3 | s-005_dlext_20131218_2724_2734.csv | F:\UPOD\Cell_DLE\CSV_files_raw_nieuwe_structuur\2013\sap5_re | F:\UPOD\Cell_DLE\CSV_files_raw_nieuwe_structuur\2013\sap5_re\s-005_dlext_20131218_2724_2734.csv | 11
v4 | Full | 3 | s-005_dlext_20131219_2735_2742.csv | F:\UPOD\Cell_DLE\CSV_files_raw_nieuwe_structuur\2013\sap5_re | F:\UPOD\Cell_DLE\CSV_files_raw_nieuwe_structuur\2013\sap5_re\s-005_dlext_20131219_2735_2742.csv | 8
v4 | Full | 3 | s-005_dlext_20131220_2743_2756.csv | F:\UPOD\Cell_DLE\CSV_files_raw_nieuwe_structuur\2013\sap5_re | F:\UPOD\Cell_DLE\CSV_files_raw_nieuwe_structuur\2013\sap5_re\s-005_dlext_20131220_2743_2756.csv | 14
v4 | Full | 3 | s-005_dlext_20140102_2757_2765.csv | F:\UPOD\Cell_DLE\CSV_files_raw_nieuwe_structuur\2014\sap5_re\m01 | F:\UPOD\Cell_DLE\CSV_files_raw_nieuwe_structuur\2014\sap5_re\m01\s-005_dlext_20140102_2757_2765.csv | 9
v4 | Full | 3 | s-005_dlext_20140103_2766_2774.csv | F:\UPOD\Cell_DLE\CSV_files_raw_nieuwe_structuur\2014\sap5_re\m01 | F:\UPOD\Cell_DLE\CSV_files_raw_nieuwe_structuur\2014\sap5_re\m01\s-005_dlext_20140103_2766_2774.csv | 9
v4 | Full | 3 | s-005_dlext_20140106_2775_2783.csv | F:\UPOD\Cell_DLE\CSV_files_raw_nieuwe_structuur\2014\sap5_re\m01 | F:\UPOD\Cell_DLE\CSV_files_raw_nieuwe_structuur\2014\sap5_re\m01\s-005_dlext_20140106_2775_2783.csv | 9
v4 | Full | 3 | s-005_dlext_20140107_2784_2794.csv | F:\UPOD\Cell_DLE\CSV_files_raw_nieuwe_structuur\2014\sap5_re\m01 | F:\UPOD\Cell_DLE\CSV_files_raw_nieuwe_structuur\2014\sap5_re\m01\s-005_dlext_20140107_2784_2794.csv | 11
v4 | Full | 3 | s-005_dlext_20140108_2795_2807.csv | F:\UPOD\Cell_DLE\CSV_files_raw_nieuwe_structuur\2014\sap5_re\m01 | F:\UPOD\Cell_DLE\CSV_files_raw_nieuwe_structuur\2014\sap5_re\m01\s-005_dlext_20140108_2795_2807.csv | 13
v4 | Full | 3 | s-005_dlext_20140109_2808_2821.csv | F:\UPOD\Cell_DLE\CSV_files_raw_nieuwe_structuur\2014\sap5_re\m01 | F:\UPOD\Cell_DLE\CSV_files_raw_nieuwe_structuur\2014\sap5_re\m01\s-005_dlext_20140109_2808_2821.csv | 14
v4 | Full | 3 | s-005_dlext_20140317_3918_3507.csv | F:\UPOD\Cell_DLE\CSV_files_raw_nieuwe_structuur\2014\sap5_re\m03 | F:\UPOD\Cell_DLE\CSV_files_raw_nieuwe_structuur\2014\sap5_re\m03\s-005_dlext_20140317_3918_3507.csv | 9590
v4 | M_All | 1 | 1_1310bm.csv | F:\UPOD\Cell_DLE\CSV_files_raw_nieuwe_structuur\2013\sap6_96\M_all | F:\UPOD\Cell_DLE\CSV_files_raw_nieuwe_structuur\2013\sap6_96\M_all\1_1310bm.csv | 1200
v4 | M_All | 1 | 1_1310cm.csv | F:\UPOD\Cell_DLE\CSV_files_raw_nieuwe_structuur\2013\sap6_96\M_all | F:\UPOD\Cell_DLE\CSV_files_raw_nieuwe_structuur\2013\sap6_96\M_all\1_1310cm.csv | 69
v4 | M_All | 1 | 1_1310dm.csv | F:\UPOD\Cell_DLE\CSV_files_raw_nieuwe_structuur\2013\sap6_96\M_all | F:\UPOD\Cell_DLE\CSV_files_raw_nieuwe_structuur\2013\sap6_96\M_all\1_1310dm.csv | 1000
v4 | M_All | 1 | 1_1310em.csv | F:\UPOD\Cell_DLE\CSV_files_raw_nieuwe_structuur\2013\sap6_96\M_all | F:\UPOD\Cell_DLE\CSV_files_raw_nieuwe_structuur\2013\sap6_96\M_all\1_1310em.csv | 753
v4 | M_All | 1 | 1_1310fm.csv | F:\UPOD\Cell_DLE\CSV_files_raw_nieuwe_structuur\2013\sap6_96\M_all | F:\UPOD\Cell_DLE\CSV_files_raw_nieuwe_structuur\2013\sap6_96\M_all\1_1310fm.csv | 1200
v4 | M_All | 1 | 1_1310gm.csv | F:\UPOD\Cell_DLE\CSV_files_raw_nieuwe_structuur\2013\sap6_96\M_all | F:\UPOD\Cell_DLE\CSV_files_raw_nieuwe_structuur\2013\sap6_96\M_all\1_1310gm.csv | 133
v4 | M_All | 1 | 1_1310hm.csv | F:\UPOD\Cell_DLE\CSV_files_raw_nieuwe_structuur\2013\sap6_96\M_all | F:\UPOD\Cell_DLE\CSV_files_raw_nieuwe_structuur\2013\sap6_96\M_all\1_1310hm.csv | 783
v4 | M_All | 1 | 1_1310im.csv | F:\UPOD\Cell_DLE\CSV_files_raw_nieuwe_structuur\2013\sap6_96\M_all | F:\UPOD\Cell_DLE\CSV_files_raw_nieuwe_structuur\2013\sap6_96\M_all\1_1310im.csv | 968
v4 | M_All | 1 | 1_1311am.csv | F:\UPOD\Cell_DLE\CSV_files_raw_nieuwe_structuur\2013\sap6_96\M_all | F:\UPOD\Cell_DLE\CSV_files_raw_nieuwe_structuur\2013\sap6_96\M_all\1_1311am.csv | 390
v4 | M_All | 1 | 2_1202am.csv | F:\UPOD\Cell_DLE\CSV_files_raw_nieuwe_structuur\2012\sap4_783\M_all | F:\UPOD\Cell_DLE\CSV_files_raw_nieuwe_structuur\2012\sap4_783\M_all\2_1202am.csv | 1200
v4 | M_All | 1 | 2_1202bm.csv | F:\UPOD\Cell_DLE\CSV_files_raw_nieuwe_structuur\2012\sap4_783\M_all | F:\UPOD\Cell_DLE\CSV_files_raw_nieuwe_structuur\2012\sap4_783\M_all\2_1202bm.csv | 1200
v4 | M_All | 1 | 2_1202cm.csv | F:\UPOD\Cell_DLE\CSV_files_raw_nieuwe_structuur\2012\sap4_783\M_all | F:\UPOD\Cell_DLE\CSV_files_raw_nieuwe_structuur\2012\sap4_783\M_all\2_1202cm.csv | 1200
v4 | M_All | 1 | 2_1202dm.csv | F:\UPOD\Cell_DLE\CSV_files_raw_nieuwe_structuur\2012\sap4_783\M_all | F:\UPOD\Cell_DLE\CSV_files_raw_nieuwe_structuur\2012\sap4_783\M_all\2_1202dm.csv | 764
v4 | M_All | 1 | 2_1310bm.csv | F:\UPOD\Cell_DLE\CSV_files_raw_nieuwe_structuur\2013\sap2_94\M_all | F:\UPOD\Cell_DLE\CSV_files_raw_nieuwe_structuur\2013\sap2_94\M_all\2_1310bm.csv | 1200
v4 | M_All | 1 | 2_1310cm.csv | F:\UPOD\Cell_DLE\CSV_files_raw_nieuwe_structuur\2013\sap2_94\M_all | F:\UPOD\Cell_DLE\CSV_files_raw_nieuwe_structuur\2013\sap2_94\M_all\2_1310cm.csv | 1200
v4 | M_All | 1 | 2_1310dm.csv | F:\UPOD\Cell_DLE\CSV_files_raw_nieuwe_structuur\2013\sap2_94\M_all | F:\UPOD\Cell_DLE\CSV_files_raw_nieuwe_structuur\2013\sap2_94\M_all\2_1310dm.csv | 331
v4 | M_All | 1 | 2_1310em.csv | F:\UPOD\Cell_DLE\CSV_files_raw_nieuwe_structuur\2013\sap2_94\M_all | F:\UPOD\Cell_DLE\CSV_files_raw_nieuwe_structuur\2013\sap2_94\M_all\2_1310em.csv | 1100
v4 | M_All | 1 | 2_1310fm.csv | F:\UPOD\Cell_DLE\CSV_files_raw_nieuwe_structuur\2013\sap2_94\M_all | F:\UPOD\Cell_DLE\CSV_files_raw_nieuwe_structuur\2013\sap2_94\M_all\2_1310fm.csv | 270
v4 | M_All | 1 | 2_1310gm.csv | F:\UPOD\Cell_DLE\CSV_files_raw_nieuwe_structuur\2013\sap2_94\M_all | F:\UPOD\Cell_DLE\CSV_files_raw_nieuwe_structuur\2013\sap2_94\M_all\2_1310gm.csv | 1198
v4 | M_All | 1 | 2_1310hm.csv | F:\UPOD\Cell_DLE\CSV_files_raw_nieuwe_structuur\2013\sap2_94\M_all | F:\UPOD\Cell_DLE\CSV_files_raw_nieuwe_structuur\2013\sap2_94\M_all\2_1310hm.csv | 1133
v4 | M_All | 1 | 2_1311am.csv | F:\UPOD\Cell_DLE\CSV_files_raw_nieuwe_structuur\2013\sap2_94\M_all | F:\UPOD\Cell_DLE\CSV_files_raw_nieuwe_structuur\2013\sap2_94\M_all\2_1311am.csv | 704
v4 | M_All | 1 | 3_1202am.csv | F:\UPOD\Cell_DLE\CSV_files_raw_nieuwe_structuur\2012\sap4_783\M_all | F:\UPOD\Cell_DLE\CSV_files_raw_nieuwe_structuur\2012\sap4_783\M_all\3_1202am.csv | 1200
v4 | M_All | 1 | 3_1202bm.csv | F:\UPOD\Cell_DLE\CSV_files_raw_nieuwe_structuur\2012\sap4_783\M_all | F:\UPOD\Cell_DLE\CSV_files_raw_nieuwe_structuur\2012\sap4_783\M_all\3_1202bm.csv | 960
v4 | M_All | 1 | 3_1310bm.csv | F:\UPOD\Cell_DLE\CSV_files_raw_nieuwe_structuur\2013\sap3_92\M_all | F:\UPOD\Cell_DLE\CSV_files_raw_nieuwe_structuur\2013\sap3_92\M_all\3_1310bm.csv | 443
v4 | M_All | 1 | 3_1310cm.csv | F:\UPOD\Cell_DLE\CSV_files_raw_nieuwe_structuur\2013\sap3_92\M_all | F:\UPOD\Cell_DLE\CSV_files_raw_nieuwe_structuur\2013\sap3_92\M_all\3_1310cm.csv | 654
v4 | M_All | 1 | 3_1310dm.csv | F:\UPOD\Cell_DLE\CSV_files_raw_nieuwe_structuur\2013\sap3_92\M_all | F:\UPOD\Cell_DLE\CSV_files_raw_nieuwe_structuur\2013\sap3_92\M_all\3_1310dm.csv | 959
v4 | M_All | 1 | 3_1310em.csv | F:\UPOD\Cell_DLE\CSV_files_raw_nieuwe_structuur\2013\sap3_92\M_all | F:\UPOD\Cell_DLE\CSV_files_raw_nieuwe_structuur\2013\sap3_92\M_all\3_1310em.csv | 482
v4 | M_All | 1 | 3_1310fm.csv | F:\UPOD\Cell_DLE\CSV_files_raw_nieuwe_structuur\2013\sap3_92\M_all | F:\UPOD\Cell_DLE\CSV_files_raw_nieuwe_structuur\2013\sap3_92\M_all\3_1310fm.csv | 328
v4 | M_All | 1 | 3_1311am.csv | F:\UPOD\Cell_DLE\CSV_files_raw_nieuwe_structuur\2013\sap3_92\M_all | F:\UPOD\Cell_DLE\CSV_files_raw_nieuwe_structuur\2013\sap3_92\M_all\3_1311am.csv | 397
v4 | M_All | 1 | 3_2011_01_06am.csv | F:\UPOD\Cell_DLE\CSV_files_raw_nieuwe_structuur\2010 | F:\UPOD\Cell_DLE\CSV_files_raw_nieuwe_structuur\2010\3_2011_01_06am.csv | 60
v4 | M_All | 1 | 4_1011dm.csv | F:\UPOD\Cell_DLE\CSV_files_raw_nieuwe_structuur\2010\K4_serie2\M_all | F:\UPOD\Cell_DLE\CSV_files_raw_nieuwe_structuur\2010\K4_serie2\M_all\4_1011dm.csv | 344
v4 | M_All | 1 | 4_1012am.csv | F:\UPOD\Cell_DLE\CSV_files_raw_nieuwe_structuur\2010\K4_serie2\M_all | F:\UPOD\Cell_DLE\CSV_files_raw_nieuwe_structuur\2010\K4_serie2\M_all\4_1012am.csv | 1000
v4 | M_All | 1 | 4_1012bm.csv | F:\UPOD\Cell_DLE\CSV_files_raw_nieuwe_structuur\2010\K4_serie2\M_all | F:\UPOD\Cell_DLE\CSV_files_raw_nieuwe_structuur\2010\K4_serie2\M_all\4_1012bm.csv | 358
v4 | M_All | 1 | 4_1012cm.csv | F:\UPOD\Cell_DLE\CSV_files_raw_nieuwe_structuur\2010\K4_serie2\M_all | F:\UPOD\Cell_DLE\CSV_files_raw_nieuwe_structuur\2010\K4_serie2\M_all\4_1012cm.csv | 270
v4 | M_All | 1 | 4_1101am.csv | F:\UPOD\Cell_DLE\CSV_files_raw_nieuwe_structuur\2011\K1_serie2\M_all | F:\UPOD\Cell_DLE\CSV_files_raw_nieuwe_structuur\2011\K1_serie2\M_all\4_1101am.csv | 477
v4 | M_All | 1 | 4_1102am.csv | F:\UPOD\Cell_DLE\CSV_files_raw_nieuwe_structuur\2011\K1_serie2\M_all | F:\UPOD\Cell_DLE\CSV_files_raw_nieuwe_structuur\2011\K1_serie2\M_all\4_1102am.csv | 1000
v4 | M_All | 1 | 4_1102bm.csv | F:\UPOD\Cell_DLE\CSV_files_raw_nieuwe_structuur\2011\K1_serie2\M_all | F:\UPOD\Cell_DLE\CSV_files_raw_nieuwe_structuur\2011\K1_serie2\M_all\4_1102bm.csv | 367
v4 | M_All | 1 | 4_1102cm.csv | F:\UPOD\Cell_DLE\CSV_files_raw_nieuwe_structuur\2011\K1_serie2\M_all | F:\UPOD\Cell_DLE\CSV_files_raw_nieuwe_structuur\2011\K1_serie2\M_all\4_1102cm.csv | 1000
v4 | M_All | 1 | 4_1102dm.csv | F:\UPOD\Cell_DLE\CSV_files_raw_nieuwe_structuur\2011\K1_serie2\M_all | F:\UPOD\Cell_DLE\CSV_files_raw_nieuwe_structuur\2011\K1_serie2\M_all\4_1102dm.csv | 345
v4 | M_All | 1 | 4_1104am.csv | F:\UPOD\Cell_DLE\CSV_files_raw_nieuwe_structuur\2010\K4_serie2\M_all | F:\UPOD\Cell_DLE\CSV_files_raw_nieuwe_structuur\2010\K4_serie2\M_all\4_1104am.csv | 1000
v4 | M_All | 1 | 4_1104bm.csv | F:\UPOD\Cell_DLE\CSV_files_raw_nieuwe_structuur\2010\K4_serie2\M_all | F:\UPOD\Cell_DLE\CSV_files_raw_nieuwe_structuur\2010\K4_serie2\M_all\4_1104bm.csv | 357
v4 | M_All | 1 | 4_1105am.csv | F:\UPOD\Cell_DLE\CSV_files_raw_nieuwe_structuur\2011\K2_serie2\M_all | F:\UPOD\Cell_DLE\CSV_files_raw_nieuwe_structuur\2011\K2_serie2\M_all\4_1105am.csv | 1000
v4 | M_All | 1 | 4_1105am.csv | F:\UPOD\Cell_DLE\CSV_files_raw_nieuwe_structuur\2011\sap4_783\M_all | F:\UPOD\Cell_DLE\CSV_files_raw_nieuwe_structuur\2011\sap4_783\M_all\4_1105am.csv | 1000
v4 | M_All | 1 | 4_1105bm.csv | F:\UPOD\Cell_DLE\CSV_files_raw_nieuwe_structuur\2011\K2_serie2\M_all | F:\UPOD\Cell_DLE\CSV_files_raw_nieuwe_structuur\2011\K2_serie2\M_all\4_1105bm.csv | 289
v4 | M_All | 1 | 4_1105bm.csv | F:\UPOD\Cell_DLE\CSV_files_raw_nieuwe_structuur\2011\sap4_783\M_all | F:\UPOD\Cell_DLE\CSV_files_raw_nieuwe_structuur\2011\sap4_783\M_all\4_1105bm.csv | 289
v4 | M_All | 1 | 4_1106am.csv | F:\UPOD\Cell_DLE\CSV_files_raw_nieuwe_structuur\2011\K2_serie2\M_all | F:\UPOD\Cell_DLE\CSV_files_raw_nieuwe_structuur\2011\K2_serie2\M_all\4_1106am.csv | 1000
v4 | M_All | 1 | 4_1106am.csv | F:\UPOD\Cell_DLE\CSV_files_raw_nieuwe_structuur\2011\sap4_783\M_all | F:\UPOD\Cell_DLE\CSV_files_raw_nieuwe_structuur\2011\sap4_783\M_all\4_1106am.csv | 1000
v4 | M_All | 1 | 4_1106bm.csv | F:\UPOD\Cell_DLE\CSV_files_raw_nieuwe_structuur\2011\K2_serie2\M_all | F:\UPOD\Cell_DLE\CSV_files_raw_nieuwe_structuur\2011\K2_serie2\M_all\4_1106bm.csv | 608
v4 | M_All | 1 | 4_1106bm.csv | F:\UPOD\Cell_DLE\CSV_files_raw_nieuwe_structuur\2011\sap4_783\M_all | F:\UPOD\Cell_DLE\CSV_files_raw_nieuwe_structuur\2011\sap4_783\M_all\4_1106bm.csv | 608
v4 | M_All | 1 | 4_1107am.csv | F:\UPOD\Cell_DLE\CSV_files_raw_nieuwe_structuur\2011\K3_serie2\M_all | F:\UPOD\Cell_DLE\CSV_files_raw_nieuwe_structuur\2011\K3_serie2\M_all\4_1107am.csv | 1000
v4 | M_All | 1 | 4_1107am.csv | F:\UPOD\Cell_DLE\CSV_files_raw_nieuwe_structuur\2011\sap4_783\M_all | F:\UPOD\Cell_DLE\CSV_files_raw_nieuwe_structuur\2011\sap4_783\M_all\4_1107am.csv | 1000
v4 | M_All | 1 | 4_1107bm.csv | F:\UPOD\Cell_DLE\CSV_files_raw_nieuwe_structuur\2011\K3_serie2\M_all | F:\UPOD\Cell_DLE\CSV_files_raw_nieuwe_structuur\2011\K3_serie2\M_all\4_1107bm.csv | 922
v4 | M_All | 1 | 4_1107bm.csv | F:\UPOD\Cell_DLE\CSV_files_raw_nieuwe_structuur\2011\sap4_783\M_all | F:\UPOD\Cell_DLE\CSV_files_raw_nieuwe_structuur\2011\sap4_783\M_all\4_1107bm.csv | 922
v4 | M_All | 1 | 4_1109am.csv | F:\UPOD\Cell_DLE\CSV_files_raw_nieuwe_structuur\2011\K3_serie2\M_all | F:\UPOD\Cell_DLE\CSV_files_raw_nieuwe_structuur\2011\K3_serie2\M_all\4_1109am.csv | 1000
v4 | M_All | 1 | 4_1109am.csv | F:\UPOD\Cell_DLE\CSV_files_raw_nieuwe_structuur\2011\sap4_783\M_all | F:\UPOD\Cell_DLE\CSV_files_raw_nieuwe_structuur\2011\sap4_783\M_all\4_1109am.csv | 1000
v4 | M_All | 1 | 4_1109bm.csv | F:\UPOD\Cell_DLE\CSV_files_raw_nieuwe_structuur\2011\K3_serie2\M_all | F:\UPOD\Cell_DLE\CSV_files_raw_nieuwe_structuur\2011\K3_serie2\M_all\4_1109bm.csv | 1000
v4 | M_All | 1 | 4_1109bm.csv | F:\UPOD\Cell_DLE\CSV_files_raw_nieuwe_structuur\2011\sap4_783\M_all | F:\UPOD\Cell_DLE\CSV_files_raw_nieuwe_structuur\2011\sap4_783\M_all\4_1109bm.csv | 1000
v4 | M_All | 1 | 4_1109cm.csv | F:\UPOD\Cell_DLE\CSV_files_raw_nieuwe_structuur\2011\K3_serie2\M_all | F:\UPOD\Cell_DLE\CSV_files_raw_nieuwe_structuur\2011\K3_serie2\M_all\4_1109cm.csv | 202
v4 | M_All | 1 | 4_1109cm.csv | F:\UPOD\Cell_DLE\CSV_files_raw_nieuwe_structuur\2011\sap4_783\M_all | F:\UPOD\Cell_DLE\CSV_files_raw_nieuwe_structuur\2011\sap4_783\M_all\4_1109cm.csv | 202
v4 | M_All | 1 | 4_1110am.csv | F:\UPOD\Cell_DLE\CSV_files_raw_nieuwe_structuur\2011\K3_serie2\M_all | F:\UPOD\Cell_DLE\CSV_files_raw_nieuwe_structuur\2011\K3_serie2\M_all\4_1110am.csv | 1000
v4 | M_All | 1 | 4_1110am.csv | F:\UPOD\Cell_DLE\CSV_files_raw_nieuwe_structuur\2011\sap4_783\M_all | F:\UPOD\Cell_DLE\CSV_files_raw_nieuwe_structuur\2011\sap4_783\M_all\4_1110am.csv | 1000
v4 | M_All | 1 | 4_1110bm.csv | F:\UPOD\Cell_DLE\CSV_files_raw_nieuwe_structuur\2011\K3_serie2\M_all | F:\UPOD\Cell_DLE\CSV_files_raw_nieuwe_structuur\2011\K3_serie2\M_all\4_1110bm.csv | 642
v4 | M_All | 1 | 4_1110bm.csv | F:\UPOD\Cell_DLE\CSV_files_raw_nieuwe_structuur\2011\sap4_783\M_all | F:\UPOD\Cell_DLE\CSV_files_raw_nieuwe_structuur\2011\sap4_783\M_all\4_1110bm.csv | 642
v4 | M_All | 1 | 4_1111am.csv | F:\UPOD\Cell_DLE\CSV_files_raw_nieuwe_structuur\2011\K3_serie2\M_all | F:\UPOD\Cell_DLE\CSV_files_raw_nieuwe_structuur\2011\K3_serie2\M_all\4_1111am.csv | 1020
v4 | M_All | 1 | 4_1111am.csv | F:\UPOD\Cell_DLE\CSV_files_raw_nieuwe_structuur\2011\sap4_783\M_all | F:\UPOD\Cell_DLE\CSV_files_raw_nieuwe_structuur\2011\sap4_783\M_all\4_1111am.csv | 1020
v4 | M_All | 1 | 4_1112am.csv | F:\UPOD\Cell_DLE\CSV_files_raw_nieuwe_structuur\2011\K3_serie2\M_all | F:\UPOD\Cell_DLE\CSV_files_raw_nieuwe_structuur\2011\K3_serie2\M_all\4_1112am.csv | 1000
v4 | M_All | 1 | 4_1112am.csv | F:\UPOD\Cell_DLE\CSV_files_raw_nieuwe_structuur\2011\sap4_783\M_all | F:\UPOD\Cell_DLE\CSV_files_raw_nieuwe_structuur\2011\sap4_783\M_all\4_1112am.csv | 1000
v4 | M_All | 1 | 4_1112bm.csv | F:\UPOD\Cell_DLE\CSV_files_raw_nieuwe_structuur\2011\K3_serie2\M_all | F:\UPOD\Cell_DLE\CSV_files_raw_nieuwe_structuur\2011\K3_serie2\M_all\4_1112bm.csv | 748
v4 | M_All | 1 | 4_1112bm.csv | F:\UPOD\Cell_DLE\CSV_files_raw_nieuwe_structuur\2011\sap4_783\M_all | F:\UPOD\Cell_DLE\CSV_files_raw_nieuwe_structuur\2011\sap4_783\M_all\4_1112bm.csv | 748
v4 | M_All | 1 | 4_1201am.csv | F:\UPOD\Cell_DLE\CSV_files_raw_nieuwe_structuur\2011\K3_serie2\M_all | F:\UPOD\Cell_DLE\CSV_files_raw_nieuwe_structuur\2011\K3_serie2\M_all\4_1201am.csv | 1000
v4 | M_All | 1 | 4_1201am.csv | F:\UPOD\Cell_DLE\CSV_files_raw_nieuwe_structuur\2011\sap4_783\M_all | F:\UPOD\Cell_DLE\CSV_files_raw_nieuwe_structuur\2011\sap4_783\M_all\4_1201am.csv | 1000
v4 | M_All | 1 | 4_1201bm.csv | F:\UPOD\Cell_DLE\CSV_files_raw_nieuwe_structuur\2012\sap4_783\M_all | F:\UPOD\Cell_DLE\CSV_files_raw_nieuwe_structuur\2012\sap4_783\M_all\4_1201bm.csv | 218
v4 | M_All | 1 | 4_1202am.csv | F:\UPOD\Cell_DLE\CSV_files_raw_nieuwe_structuur\2012\sap4_783\M_all | F:\UPOD\Cell_DLE\CSV_files_raw_nieuwe_structuur\2012\sap4_783\M_all\4_1202am.csv | 1000
v4 | M_All | 1 | 4_1202bm.csv | F:\UPOD\Cell_DLE\CSV_files_raw_nieuwe_structuur\2012\sap4_783\M_all | F:\UPOD\Cell_DLE\CSV_files_raw_nieuwe_structuur\2012\sap4_783\M_all\4_1202bm.csv | 481
v4 | M_All | 1 | 4_1202cm.csv | F:\UPOD\Cell_DLE\CSV_files_raw_nieuwe_structuur\2012\sap4_783\M_all | F:\UPOD\Cell_DLE\CSV_files_raw_nieuwe_structuur\2012\sap4_783\M_all\4_1202cm.csv | 1169
v4 | M_All | 1 | 4_1203am.csv | F:\UPOD\Cell_DLE\CSV_files_raw_nieuwe_structuur\2012\sap4_783\M_all | F:\UPOD\Cell_DLE\CSV_files_raw_nieuwe_structuur\2012\sap4_783\M_all\4_1203am.csv | 514
v4 | M_All | 1 | 4_1203bm.csv | F:\UPOD\Cell_DLE\CSV_files_raw_nieuwe_structuur\2012\sap4_783\M_all | F:\UPOD\Cell_DLE\CSV_files_raw_nieuwe_structuur\2012\sap4_783\M_all\4_1203bm.csv | 1200
v4 | M_All | 1 | 4_1204am.csv | F:\UPOD\Cell_DLE\CSV_files_raw_nieuwe_structuur\2012\sap4_783\M_all | F:\UPOD\Cell_DLE\CSV_files_raw_nieuwe_structuur\2012\sap4_783\M_all\4_1204am.csv | 427
v4 | M_All | 1 | 4_1204bm.csv | F:\UPOD\Cell_DLE\CSV_files_raw_nieuwe_structuur\2012\sap4_783\M_all | F:\UPOD\Cell_DLE\CSV_files_raw_nieuwe_structuur\2012\sap4_783\M_all\4_1204bm.csv | 1200
v4 | M_All | 1 | 4_1205am.csv | F:\UPOD\Cell_DLE\CSV_files_raw_nieuwe_structuur\2012\sap4_783\M_all | F:\UPOD\Cell_DLE\CSV_files_raw_nieuwe_structuur\2012\sap4_783\M_all\4_1205am.csv | 257
v4 | M_All | 1 | 4_1205bm.csv | F:\UPOD\Cell_DLE\CSV_files_raw_nieuwe_structuur\2012\sap4_783\M_all | F:\UPOD\Cell_DLE\CSV_files_raw_nieuwe_structuur\2012\sap4_783\M_all\4_1205bm.csv | 1175
v4 | M_All | 1 | 4_1206am.csv | F:\UPOD\Cell_DLE\CSV_files_raw_nieuwe_structuur\2012\sap4_783\M_all | F:\UPOD\Cell_DLE\CSV_files_raw_nieuwe_structuur\2012\sap4_783\M_all\4_1206am.csv | 416
v4 | M_All | 1 | 4_1206bm.csv | F:\UPOD\Cell_DLE\CSV_files_raw_nieuwe_structuur\2012\sap4_783\M_all | F:\UPOD\Cell_DLE\CSV_files_raw_nieuwe_structuur\2012\sap4_783\M_all\4_1206bm.csv | 1171
v4 | M_All | 1 | 4_1207am.csv | F:\UPOD\Cell_DLE\CSV_files_raw_nieuwe_structuur\2012\sap4_783\M_all | F:\UPOD\Cell_DLE\CSV_files_raw_nieuwe_structuur\2012\sap4_783\M_all\4_1207am.csv | 338
v4 | M_All | 1 | 4_1208am.csv | F:\UPOD\Cell_DLE\CSV_files_raw_nieuwe_structuur\2012\sap4_783\M_all | F:\UPOD\Cell_DLE\CSV_files_raw_nieuwe_structuur\2012\sap4_783\M_all\4_1208am.csv | 1200
v4 | M_All | 1 | 4_1208bm.csv | F:\UPOD\Cell_DLE\CSV_files_raw_nieuwe_structuur\2012\sap4_783\M_all | F:\UPOD\Cell_DLE\CSV_files_raw_nieuwe_structuur\2012\sap4_783\M_all\4_1208bm.csv | 767
v4 | M_All | 1 | 4_1208cm.csv | F:\UPOD\Cell_DLE\CSV_files_raw_nieuwe_structuur\2012\sap4_783\M_all | F:\UPOD\Cell_DLE\CSV_files_raw_nieuwe_structuur\2012\sap4_783\M_all\4_1208cm.csv | 481
v4 | M_All | 1 | 4_1209BM.CSV | F:\UPOD\Cell_DLE\CSV_files_raw_nieuwe_structuur\2012\sap4_783\M_all | F:\UPOD\Cell_DLE\CSV_files_raw_nieuwe_structuur\2012\sap4_783\M_all\4_1209BM.CSV | 778
v4 | M_All | 1 | 4_1209am.csv | F:\UPOD\Cell_DLE\CSV_files_raw_nieuwe_structuur\2012\sap4_783\M_all | F:\UPOD\Cell_DLE\CSV_files_raw_nieuwe_structuur\2012\sap4_783\M_all\4_1209am.csv | 373
v4 | M_All | 1 | 4_1210am.csv | F:\UPOD\Cell_DLE\CSV_files_raw_nieuwe_structuur\2012\sap4_783\M_all | F:\UPOD\Cell_DLE\CSV_files_raw_nieuwe_structuur\2012\sap4_783\M_all\4_1210am.csv | 522
v4 | M_All | 1 | 4_1210bm.csv | F:\UPOD\Cell_DLE\CSV_files_raw_nieuwe_structuur\2012\sap4_783\M_all | F:\UPOD\Cell_DLE\CSV_files_raw_nieuwe_structuur\2012\sap4_783\M_all\4_1210bm.csv | 1136
v4 | M_All | 1 | 4_1211am.csv | F:\UPOD\Cell_DLE\CSV_files_raw_nieuwe_structuur\2012\sap4_783\M_all | F:\UPOD\Cell_DLE\CSV_files_raw_nieuwe_structuur\2012\sap4_783\M_all\4_1211am.csv | 463
v4 | M_All | 1 | 4_1211bm.csv | F:\UPOD\Cell_DLE\CSV_files_raw_nieuwe_structuur\2012\sap4_783\M_all | F:\UPOD\Cell_DLE\CSV_files_raw_nieuwe_structuur\2012\sap4_783\M_all\4_1211bm.csv | 524
v4 | M_All | 1 | 4_1212am.csv | F:\UPOD\Cell_DLE\CSV_files_raw_nieuwe_structuur\2012\sap4_783\M_all | F:\UPOD\Cell_DLE\CSV_files_raw_nieuwe_structuur\2012\sap4_783\M_all\4_1212am.csv | 720
v4 | M_All | 1 | 4_1212bm.csv | F:\UPOD\Cell_DLE\CSV_files_raw_nieuwe_structuur\2012\sap4_783\M_all | F:\UPOD\Cell_DLE\CSV_files_raw_nieuwe_structuur\2012\sap4_783\M_all\4_1212bm.csv | 617
v4 | M_All | 1 | 4_1301am.csv | F:\UPOD\Cell_DLE\CSV_files_raw_nieuwe_structuur\2012\sap4_783\M_all | F:\UPOD\Cell_DLE\CSV_files_raw_nieuwe_structuur\2012\sap4_783\M_all\4_1301am.csv | 681
v4 | M_All | 1 | 4_1301am.csv | F:\UPOD\Cell_DLE\CSV_files_raw_nieuwe_structuur\2013\sap4_783\M_all | F:\UPOD\Cell_DLE\CSV_files_raw_nieuwe_structuur\2013\sap4_783\M_all\4_1301am.csv | 681
v4 | M_All | 1 | 4_1301bm.csv | F:\UPOD\Cell_DLE\CSV_files_raw_nieuwe_structuur\2013\sap4_783\M_all | F:\UPOD\Cell_DLE\CSV_files_raw_nieuwe_structuur\2013\sap4_783\M_all\4_1301bm.csv | 903
v4 | M_All | 1 | 4_1302am.csv | F:\UPOD\Cell_DLE\CSV_files_raw_nieuwe_structuur\2013\sap4_783\M_all | F:\UPOD\Cell_DLE\CSV_files_raw_nieuwe_structuur\2013\sap4_783\M_all\4_1302am.csv | 524
v4 | M_All | 1 | 4_1302bm.csv | F:\UPOD\Cell_DLE\CSV_files_raw_nieuwe_structuur\2013\sap4_783\M_all | F:\UPOD\Cell_DLE\CSV_files_raw_nieuwe_structuur\2013\sap4_783\M_all\4_1302bm.csv | 326
v4 | M_All | 1 | 4_1303am.csv | F:\UPOD\Cell_DLE\CSV_files_raw_nieuwe_structuur\2013\sap4_783\M_all | F:\UPOD\Cell_DLE\CSV_files_raw_nieuwe_structuur\2013\sap4_783\M_all\4_1303am.csv | 871
v4 | M_All | 1 | 4_1303bm.csv | F:\UPOD\Cell_DLE\CSV_files_raw_nieuwe_structuur\2013\sap4_783\M_all | F:\UPOD\Cell_DLE\CSV_files_raw_nieuwe_structuur\2013\sap4_783\M_all\4_1303bm.csv | 531
v4 | M_All | 1 | 4_1304am.csv | F:\UPOD\Cell_DLE\CSV_files_raw_nieuwe_structuur\2013\sap4_783\M_all | F:\UPOD\Cell_DLE\CSV_files_raw_nieuwe_structuur\2013\sap4_783\M_all\4_1304am.csv | 675
v4 | M_All | 1 | 4_1304bm.csv | F:\UPOD\Cell_DLE\CSV_files_raw_nieuwe_structuur\2013\sap4_783\M_all | F:\UPOD\Cell_DLE\CSV_files_raw_nieuwe_structuur\2013\sap4_783\M_all\4_1304bm.csv | 786
v4 | M_All | 1 | 4_1305am.csv | F:\UPOD\Cell_DLE\CSV_files_raw_nieuwe_structuur\2013\sap4_783\M_all | F:\UPOD\Cell_DLE\CSV_files_raw_nieuwe_structuur\2013\sap4_783\M_all\4_1305am.csv | 1077
v4 | M_All | 1 | 4_1305bm.csv | F:\UPOD\Cell_DLE\CSV_files_raw_nieuwe_structuur\2013\sap4_783\M_all | F:\UPOD\Cell_DLE\CSV_files_raw_nieuwe_structuur\2013\sap4_783\M_all\4_1305bm.csv | 528
v4 | M_All | 1 | 4_1306AM.CSV | F:\UPOD\Cell_DLE\CSV_files_raw_nieuwe_structuur\2013\sap4_783\M_all | F:\UPOD\Cell_DLE\CSV_files_raw_nieuwe_structuur\2013\sap4_783\M_all\4_1306AM.CSV | 756
v4 | M_All | 1 | 4_1306BM.CSV | F:\UPOD\Cell_DLE\CSV_files_raw_nieuwe_structuur\2013\sap4_783\M_all | F:\UPOD\Cell_DLE\CSV_files_raw_nieuwe_structuur\2013\sap4_783\M_all\4_1306BM.CSV | 559
v4 | M_All | 1 | 4_1307am.csv | F:\UPOD\Cell_DLE\CSV_files_raw_nieuwe_structuur\2013\sap4_783\M_all | F:\UPOD\Cell_DLE\CSV_files_raw_nieuwe_structuur\2013\sap4_783\M_all\4_1307am.csv | 659
v4 | M_All | 1 | 4_1307bm.csv | F:\UPOD\Cell_DLE\CSV_files_raw_nieuwe_structuur\2013\sap4_783\M_all | F:\UPOD\Cell_DLE\CSV_files_raw_nieuwe_structuur\2013\sap4_783\M_all\4_1307bm.csv | 741
v4 | M_All | 1 | 4_1308am.csv | F:\UPOD\Cell_DLE\CSV_files_raw_nieuwe_structuur\2013\sap4_783\M_all | F:\UPOD\Cell_DLE\CSV_files_raw_nieuwe_structuur\2013\sap4_783\M_all\4_1308am.csv | 1200
v4 | M_All | 1 | 4_1308bm.csv | F:\UPOD\Cell_DLE\CSV_files_raw_nieuwe_structuur\2013\sap4_783\M_all | F:\UPOD\Cell_DLE\CSV_files_raw_nieuwe_structuur\2013\sap4_783\M_all\4_1308bm.csv | 205
v4 | M_All | 1 | 4_1309am.csv | F:\UPOD\Cell_DLE\CSV_files_raw_nieuwe_structuur\2013\sap4_783\M_all | F:\UPOD\Cell_DLE\CSV_files_raw_nieuwe_structuur\2013\sap4_783\M_all\4_1309am.csv | 793
v4 | M_All | 1 | 4_1309bm.csv | F:\UPOD\Cell_DLE\CSV_files_raw_nieuwe_structuur\2013\sap4_783\M_all | F:\UPOD\Cell_DLE\CSV_files_raw_nieuwe_structuur\2013\sap4_783\M_all\4_1309bm.csv | 875
v4 | M_All | 1 | 4_1310am.csv | F:\UPOD\Cell_DLE\CSV_files_raw_nieuwe_structuur\2013\sap4_783\M_all | F:\UPOD\Cell_DLE\CSV_files_raw_nieuwe_structuur\2013\sap4_783\M_all\4_1310am.csv | 803
v4 | M_All | 1 | 4_1310bm.csv | F:\UPOD\Cell_DLE\CSV_files_raw_nieuwe_structuur\2013\sap4_783\M_all | F:\UPOD\Cell_DLE\CSV_files_raw_nieuwe_structuur\2013\sap4_783\M_all\4_1310bm.csv | 726
v4 | M_All | 1 | 4_1311am.csv | F:\UPOD\Cell_DLE\CSV_files_raw_nieuwe_structuur\2013\sap4_783\M_all | F:\UPOD\Cell_DLE\CSV_files_raw_nieuwe_structuur\2013\sap4_783\M_all\4_1311am.csv | 1006
v4 | M_All | 1 | 4_1311bm.csv | F:\UPOD\Cell_DLE\CSV_files_raw_nieuwe_structuur\2013\sap4_783\M_all | F:\UPOD\Cell_DLE\CSV_files_raw_nieuwe_structuur\2013\sap4_783\M_all\4_1311bm.csv | 720
v4 | M_All | 1 | 4_1312am.csv | F:\UPOD\Cell_DLE\CSV_files_raw_nieuwe_structuur\2013\sap4_783\M_all | F:\UPOD\Cell_DLE\CSV_files_raw_nieuwe_structuur\2013\sap4_783\M_all\4_1312am.csv | 716
v4 | M_All | 1 | 4_1312bm.csv | F:\UPOD\Cell_DLE\CSV_files_raw_nieuwe_structuur\2013\sap4_783\M_all | F:\UPOD\Cell_DLE\CSV_files_raw_nieuwe_structuur\2013\sap4_783\M_all\4_1312bm.csv | 899
v4 | M_All | 1 | 4_1401am.csv | F:\UPOD\Cell_DLE\CSV_files_raw_nieuwe_structuur\2013\sap4_783\M_all | F:\UPOD\Cell_DLE\CSV_files_raw_nieuwe_structuur\2013\sap4_783\M_all\4_1401am.csv | 490
v4 | M_All | 1 | 4_1401am.csv | F:\UPOD\Cell_DLE\CSV_files_raw_nieuwe_structuur\2014\sap4_783\M_all | F:\UPOD\Cell_DLE\CSV_files_raw_nieuwe_structuur\2014\sap4_783\M_all\4_1401am.csv | 490
v4 | M_All | 1 | 5_1102am.csv | F:\UPOD\Cell_DLE\CSV_files_raw_nieuwe_structuur\2011\sap5_Re\M_all | F:\UPOD\Cell_DLE\CSV_files_raw_nieuwe_structuur\2011\sap5_Re\M_all\5_1102am.csv | 1000
v4 | M_All | 1 | 5_1104am.csv | F:\UPOD\Cell_DLE\CSV_files_raw_nieuwe_structuur\2011\sap5_Re\M_all | F:\UPOD\Cell_DLE\CSV_files_raw_nieuwe_structuur\2011\sap5_Re\M_all\5_1104am.csv | 1000
v4 | M_All | 1 | 5_1105am.csv | F:\UPOD\Cell_DLE\CSV_files_raw_nieuwe_structuur\2011\sap5_Re\M_all | F:\UPOD\Cell_DLE\CSV_files_raw_nieuwe_structuur\2011\sap5_Re\M_all\5_1105am.csv | 714
v4 | M_All | 1 | 5_1109am.csv | F:\UPOD\Cell_DLE\CSV_files_raw_nieuwe_structuur\2011\sap5_Re\M_all | F:\UPOD\Cell_DLE\CSV_files_raw_nieuwe_structuur\2011\sap5_Re\M_all\5_1109am.csv | 880
v4 | M_All | 1 | 5_1110am.csv | F:\UPOD\Cell_DLE\CSV_files_raw_nieuwe_structuur\2011\sap5_Re\M_all | F:\UPOD\Cell_DLE\CSV_files_raw_nieuwe_structuur\2011\sap5_Re\M_all\5_1110am.csv | 797
v4 | M_All | 1 | 5_1111am.csv | F:\UPOD\Cell_DLE\CSV_files_raw_nieuwe_structuur\2011\sap5_Re\M_all | F:\UPOD\Cell_DLE\CSV_files_raw_nieuwe_structuur\2011\sap5_Re\M_all\5_1111am.csv | 1000
v4 | M_All | 1 | 5_1111bm.csv | F:\UPOD\Cell_DLE\CSV_files_raw_nieuwe_structuur\2011\sap5_Re\M_all | F:\UPOD\Cell_DLE\CSV_files_raw_nieuwe_structuur\2011\sap5_Re\M_all\5_1111bm.csv | 1061
v4 | M_All | 1 | 5_1111cm.csv | F:\UPOD\Cell_DLE\CSV_files_raw_nieuwe_structuur\2011\sap5_Re\M_all | F:\UPOD\Cell_DLE\CSV_files_raw_nieuwe_structuur\2011\sap5_Re\M_all\5_1111cm.csv | 1000
v4 | M_All | 1 | 5_1111dm.csv | F:\UPOD\Cell_DLE\CSV_files_raw_nieuwe_structuur\2011\sap5_Re\M_all | F:\UPOD\Cell_DLE\CSV_files_raw_nieuwe_structuur\2011\sap5_Re\M_all\5_1111dm.csv | 1000
v4 | M_All | 1 | 5_1111em.csv | F:\UPOD\Cell_DLE\CSV_files_raw_nieuwe_structuur\2011\sap5_Re\M_all | F:\UPOD\Cell_DLE\CSV_files_raw_nieuwe_structuur\2011\sap5_Re\M_all\5_1111em.csv | 1000
v4 | M_All | 1 | 5_1112am.csv | F:\UPOD\Cell_DLE\CSV_files_raw_nieuwe_structuur\2011\sap5_Re\M_all | F:\UPOD\Cell_DLE\CSV_files_raw_nieuwe_structuur\2011\sap5_Re\M_all\5_1112am.csv | 1000
v4 | M_All | 1 | 5_1112bm.csv | F:\UPOD\Cell_DLE\CSV_files_raw_nieuwe_structuur\2011\sap5_Re\M_all | F:\UPOD\Cell_DLE\CSV_files_raw_nieuwe_structuur\2011\sap5_Re\M_all\5_1112bm.csv | 406
v4 | M_All | 1 | 5_1112cm.csv | F:\UPOD\Cell_DLE\CSV_files_raw_nieuwe_structuur\2011\sap5_Re\M_all | F:\UPOD\Cell_DLE\CSV_files_raw_nieuwe_structuur\2011\sap5_Re\M_all\5_1112cm.csv | 944
v4 | M_All | 1 | 5_1201am.csv | F:\UPOD\Cell_DLE\CSV_files_raw_nieuwe_structuur\2012\sap5_Re\M_all | F:\UPOD\Cell_DLE\CSV_files_raw_nieuwe_structuur\2012\sap5_Re\M_all\5_1201am.csv | 320
v4 | M_All | 1 | 5_1202am.csv | F:\UPOD\Cell_DLE\CSV_files_raw_nieuwe_structuur\2012\sap5_Re\M_all | F:\UPOD\Cell_DLE\CSV_files_raw_nieuwe_structuur\2012\sap5_Re\M_all\5_1202am.csv | 605
v4 | M_All | 1 | 5_1203am.csv | F:\UPOD\Cell_DLE\CSV_files_raw_nieuwe_structuur\2012\sap5_Re\M_all | F:\UPOD\Cell_DLE\CSV_files_raw_nieuwe_structuur\2012\sap5_Re\M_all\5_1203am.csv | 624
v4 | M_All | 1 | 5_1204am.csv | F:\UPOD\Cell_DLE\CSV_files_raw_nieuwe_structuur\2012\sap5_Re\M_all | F:\UPOD\Cell_DLE\CSV_files_raw_nieuwe_structuur\2012\sap5_Re\M_all\5_1204am.csv | 628
v4 | M_All | 1 | 5_1205am.csv | F:\UPOD\Cell_DLE\CSV_files_raw_nieuwe_structuur\2012\sap5_Re\M_all | F:\UPOD\Cell_DLE\CSV_files_raw_nieuwe_structuur\2012\sap5_Re\M_all\5_1205am.csv | 415
v4 | M_All | 1 | 5_1206am.csv | F:\UPOD\Cell_DLE\CSV_files_raw_nieuwe_structuur\2012\sap5_Re\M_all | F:\UPOD\Cell_DLE\CSV_files_raw_nieuwe_structuur\2012\sap5_Re\M_all\5_1206am.csv | 487
v4 | M_All | 1 | 5_1207am.csv | F:\UPOD\Cell_DLE\CSV_files_raw_nieuwe_structuur\2012\sap5_Re\M_all | F:\UPOD\Cell_DLE\CSV_files_raw_nieuwe_structuur\2012\sap5_Re\M_all\5_1207am.csv | 578
v4 | M_All | 1 | 5_1208am.csv | F:\UPOD\Cell_DLE\CSV_files_raw_nieuwe_structuur\2012\sap5_Re\M_all | F:\UPOD\Cell_DLE\CSV_files_raw_nieuwe_structuur\2012\sap5_Re\M_all\5_1208am.csv | 563
v4 | M_All | 1 | 5_1209am.csv | F:\UPOD\Cell_DLE\CSV_files_raw_nieuwe_structuur\2012\sap5_Re\M_all | F:\UPOD\Cell_DLE\CSV_files_raw_nieuwe_structuur\2012\sap5_Re\M_all\5_1209am.csv | 317
v4 | M_All | 1 | 5_1210am.csv | F:\UPOD\Cell_DLE\CSV_files_raw_nieuwe_structuur\2012\sap5_Re\M_all | F:\UPOD\Cell_DLE\CSV_files_raw_nieuwe_structuur\2012\sap5_Re\M_all\5_1210am.csv | 477
v4 | M_All | 1 | 5_1211am.csv | F:\UPOD\Cell_DLE\CSV_files_raw_nieuwe_structuur\2012\sap5_Re\M_all | F:\UPOD\Cell_DLE\CSV_files_raw_nieuwe_structuur\2012\sap5_Re\M_all\5_1211am.csv | 599
v4 | M_All | 1 | 5_1212am.csv | F:\UPOD\Cell_DLE\CSV_files_raw_nieuwe_structuur\2012\sap5_Re\M_all | F:\UPOD\Cell_DLE\CSV_files_raw_nieuwe_structuur\2012\sap5_Re\M_all\5_1212am.csv | 354
v4 | M_All | 1 | 5_1301am.csv | F:\UPOD\Cell_DLE\CSV_files_raw_nieuwe_structuur\2012\sap5_Re\M_all | F:\UPOD\Cell_DLE\CSV_files_raw_nieuwe_structuur\2012\sap5_Re\M_all\5_1301am.csv | 312
v4 | M_All | 1 | 5_1301bm.csv | F:\UPOD\Cell_DLE\CSV_files_raw_nieuwe_structuur\2013\sap5_re\M_all | F:\UPOD\Cell_DLE\CSV_files_raw_nieuwe_structuur\2013\sap5_re\M_all\5_1301bm.csv | 70
v4 | M_All | 1 | 5_1301cm.csv | F:\UPOD\Cell_DLE\CSV_files_raw_nieuwe_structuur\2013\sap5_re\M_all | F:\UPOD\Cell_DLE\CSV_files_raw_nieuwe_structuur\2013\sap5_re\M_all\5_1301cm.csv | 152
v4 | M_All | 1 | 5_1302am.csv | F:\UPOD\Cell_DLE\CSV_files_raw_nieuwe_structuur\2013\sap5_re\M_all | F:\UPOD\Cell_DLE\CSV_files_raw_nieuwe_structuur\2013\sap5_re\M_all\5_1302am.csv | 194
v4 | M_All | 1 | 5_1303am.csv | F:\UPOD\Cell_DLE\CSV_files_raw_nieuwe_structuur\2013\sap5_re\M_all | F:\UPOD\Cell_DLE\CSV_files_raw_nieuwe_structuur\2013\sap5_re\M_all\5_1303am.csv | 406
v4 | M_All | 1 | 5_1303bm.csv | F:\UPOD\Cell_DLE\CSV_files_raw_nieuwe_structuur\2013\sap5_re\M_all | F:\UPOD\Cell_DLE\CSV_files_raw_nieuwe_structuur\2013\sap5_re\M_all\5_1303bm.csv | 33
v4 | M_All | 1 | 5_1303cm.csv | F:\UPOD\Cell_DLE\CSV_files_raw_nieuwe_structuur\2013\sap5_re\M_all | F:\UPOD\Cell_DLE\CSV_files_raw_nieuwe_structuur\2013\sap5_re\M_all\5_1303cm.csv | 69
v4 | M_All | 1 | 5_1303gm.csv | F:\UPOD\Cell_DLE\CSV_files_raw_nieuwe_structuur\2013\sap5_re\M_all | F:\UPOD\Cell_DLE\CSV_files_raw_nieuwe_structuur\2013\sap5_re\M_all\5_1303gm.csv | 107
v4 | M_All | 1 | 5_1304am.csv | F:\UPOD\Cell_DLE\CSV_files_raw_nieuwe_structuur\2013\sap5_re\M_all | F:\UPOD\Cell_DLE\CSV_files_raw_nieuwe_structuur\2013\sap5_re\M_all\5_1304am.csv | 164
v4 | M_All | 1 | 5_1304bm.csv | F:\UPOD\Cell_DLE\CSV_files_raw_nieuwe_structuur\2013\sap5_re\M_all | F:\UPOD\Cell_DLE\CSV_files_raw_nieuwe_structuur\2013\sap5_re\M_all\5_1304bm.csv | 354
v4 | M_All | 1 | 5_1305am.csv | F:\UPOD\Cell_DLE\CSV_files_raw_nieuwe_structuur\2013\sap5_re\M_all | F:\UPOD\Cell_DLE\CSV_files_raw_nieuwe_structuur\2013\sap5_re\M_all\5_1305am.csv | 174
v4 | M_All | 1 | 5_1306am.csv | F:\UPOD\Cell_DLE\CSV_files_raw_nieuwe_structuur\2013\sap5_re\M_all | F:\UPOD\Cell_DLE\CSV_files_raw_nieuwe_structuur\2013\sap5_re\M_all\5_1306am.csv | 392
v4 | M_All | 1 | 5_1307BM.CSV | F:\UPOD\Cell_DLE\CSV_files_raw_nieuwe_structuur\2013\sap5_re\M_all | F:\UPOD\Cell_DLE\CSV_files_raw_nieuwe_structuur\2013\sap5_re\M_all\5_1307BM.CSV | 227
v4 | M_All | 1 | 5_1307am.csv | F:\UPOD\Cell_DLE\CSV_files_raw_nieuwe_structuur\2013\sap5_re\M_all | F:\UPOD\Cell_DLE\CSV_files_raw_nieuwe_structuur\2013\sap5_re\M_all\5_1307am.csv | 327
v4 | M_All | 1 | 5_1308am.csv | F:\UPOD\Cell_DLE\CSV_files_raw_nieuwe_structuur\2013\sap5_re\M_all | F:\UPOD\Cell_DLE\CSV_files_raw_nieuwe_structuur\2013\sap5_re\M_all\5_1308am.csv | 363
v4 | M_All | 1 | 5_1309am.csv | F:\UPOD\Cell_DLE\CSV_files_raw_nieuwe_structuur\2013\sap5_re\M_all | F:\UPOD\Cell_DLE\CSV_files_raw_nieuwe_structuur\2013\sap5_re\M_all\5_1309am.csv | 205
v4 | M_All | 1 | 5_1310am.csv | F:\UPOD\Cell_DLE\CSV_files_raw_nieuwe_structuur\2013\sap5_re\M_all | F:\UPOD\Cell_DLE\CSV_files_raw_nieuwe_structuur\2013\sap5_re\M_all\5_1310am.csv | 228
v4 | M_All | 1 | 5_1310bm.csv | F:\UPOD\Cell_DLE\CSV_files_raw_nieuwe_structuur\2013\sap5_re\M_all | F:\UPOD\Cell_DLE\CSV_files_raw_nieuwe_structuur\2013\sap5_re\M_all\5_1310bm.csv | 176
v4 | M_All | 1 | 5_1311am.csv | F:\UPOD\Cell_DLE\CSV_files_raw_nieuwe_structuur\2013\sap5_re\M_all | F:\UPOD\Cell_DLE\CSV_files_raw_nieuwe_structuur\2013\sap5_re\M_all\5_1311am.csv | 86
v4 | M_All | 1 | 5_1312am.csv | F:\UPOD\Cell_DLE\CSV_files_raw_nieuwe_structuur\2013\sap5_re\M_all | F:\UPOD\Cell_DLE\CSV_files_raw_nieuwe_structuur\2013\sap5_re\M_all\5_1312am.csv | 224
v4 | M_All | 1 | 6_1310bm.csv | F:\UPOD\Cell_DLE\CSV_files_raw_nieuwe_structuur\2013\sap1_93\M_all | F:\UPOD\Cell_DLE\CSV_files_raw_nieuwe_structuur\2013\sap1_93\M_all\6_1310bm.csv | 48
v4 | M_All | 1 | 6_1311am.csv | F:\UPOD\Cell_DLE\CSV_files_raw_nieuwe_structuur\2013\sap1_93\M_all | F:\UPOD\Cell_DLE\CSV_files_raw_nieuwe_structuur\2013\sap1_93\M_all\6_1311am.csv | 26
v4 | M_All | 1 | 6_1312am.csv | F:\UPOD\Cell_DLE\CSV_files_raw_nieuwe_structuur\2013\sap1_93\M_all | F:\UPOD\Cell_DLE\CSV_files_raw_nieuwe_structuur\2013\sap1_93\M_all\6_1312am.csv | 142
v4 | M_All | 1 | 6_1312am.csv | F:\UPOD\Cell_DLE\CSV_files_raw_nieuwe_structuur\2013\sap1_93\m12 | F:\UPOD\Cell_DLE\CSV_files_raw_nieuwe_structuur\2013\sap1_93\m12\6_1312am.csv | 24
v4 | M_All | 1 | 6_1403am.csv | F:\UPOD\Cell_DLE\CSV_files_raw_nieuwe_structuur\2013\sap1_93\m12 | F:\UPOD\Cell_DLE\CSV_files_raw_nieuwe_structuur\2013\sap1_93\m12\6_1403am.csv | 337
v4 | M_All | 1 | 6_1403am.csv | F:\UPOD\Cell_DLE\CSV_files_raw_nieuwe_structuur\2014\sap1_93\m03 | F:\UPOD\Cell_DLE\CSV_files_raw_nieuwe_structuur\2014\sap1_93\m03\6_1403am.csv | 337
v4 | P_All | 1 | 1_1310bp.csv | F:\UPOD\Cell_DLE\CSV_files_raw_nieuwe_structuur\2013\sap6_96\P_all | F:\UPOD\Cell_DLE\CSV_files_raw_nieuwe_structuur\2013\sap6_96\P_all\1_1310bp.csv | 1200
v4 | P_All | 1 | 1_1310cp.csv | F:\UPOD\Cell_DLE\CSV_files_raw_nieuwe_structuur\2013\sap6_96\P_all | F:\UPOD\Cell_DLE\CSV_files_raw_nieuwe_structuur\2013\sap6_96\P_all\1_1310cp.csv | 69
v4 | P_All | 1 | 1_1310dp.csv | F:\UPOD\Cell_DLE\CSV_files_raw_nieuwe_structuur\2013\sap6_96\P_all | F:\UPOD\Cell_DLE\CSV_files_raw_nieuwe_structuur\2013\sap6_96\P_all\1_1310dp.csv | 1000
v4 | P_All | 1 | 1_1310ep.csv | F:\UPOD\Cell_DLE\CSV_files_raw_nieuwe_structuur\2013\sap6_96\P_all | F:\UPOD\Cell_DLE\CSV_files_raw_nieuwe_structuur\2013\sap6_96\P_all\1_1310ep.csv | 753
v4 | P_All | 1 | 1_1310fp.csv | F:\UPOD\Cell_DLE\CSV_files_raw_nieuwe_structuur\2013\sap6_96\P_all | F:\UPOD\Cell_DLE\CSV_files_raw_nieuwe_structuur\2013\sap6_96\P_all\1_1310fp.csv | 1200
v4 | P_All | 1 | 1_1310gp.csv | F:\UPOD\Cell_DLE\CSV_files_raw_nieuwe_structuur\2013\sap6_96\P_all | F:\UPOD\Cell_DLE\CSV_files_raw_nieuwe_structuur\2013\sap6_96\P_all\1_1310gp.csv | 133
v4 | P_All | 1 | 1_1310hp.csv | F:\UPOD\Cell_DLE\CSV_files_raw_nieuwe_structuur\2013\sap6_96\P_all | F:\UPOD\Cell_DLE\CSV_files_raw_nieuwe_structuur\2013\sap6_96\P_all\1_1310hp.csv | 783
v4 | P_All | 1 | 1_1310ip.csv | F:\UPOD\Cell_DLE\CSV_files_raw_nieuwe_structuur\2013\sap6_96\P_all | F:\UPOD\Cell_DLE\CSV_files_raw_nieuwe_structuur\2013\sap6_96\P_all\1_1310ip.csv | 968
v4 | P_All | 1 | 1_1311ap.csv | F:\UPOD\Cell_DLE\CSV_files_raw_nieuwe_structuur\2013\sap6_96\P_all | F:\UPOD\Cell_DLE\CSV_files_raw_nieuwe_structuur\2013\sap6_96\P_all\1_1311ap.csv | 390
v4 | P_All | 1 | 2_1202ap.csv | F:\UPOD\Cell_DLE\CSV_files_raw_nieuwe_structuur\2012\sap4_783\P_all | F:\UPOD\Cell_DLE\CSV_files_raw_nieuwe_structuur\2012\sap4_783\P_all\2_1202ap.csv | 1200
v4 | P_All | 1 | 2_1202bp.csv | F:\UPOD\Cell_DLE\CSV_files_raw_nieuwe_structuur\2012\sap4_783\P_all | F:\UPOD\Cell_DLE\CSV_files_raw_nieuwe_structuur\2012\sap4_783\P_all\2_1202bp.csv | 1200
v4 | P_All | 1 | 2_1202cp.csv | F:\UPOD\Cell_DLE\CSV_files_raw_nieuwe_structuur\2012\sap4_783\P_all | F:\UPOD\Cell_DLE\CSV_files_raw_nieuwe_structuur\2012\sap4_783\P_all\2_1202cp.csv | 1200
v4 | P_All | 1 | 2_1202dp.csv | F:\UPOD\Cell_DLE\CSV_files_raw_nieuwe_structuur\2012\sap4_783\P_all | F:\UPOD\Cell_DLE\CSV_files_raw_nieuwe_structuur\2012\sap4_783\P_all\2_1202dp.csv | 764
v4 | P_All | 1 | 2_1310bp.csv | F:\UPOD\Cell_DLE\CSV_files_raw_nieuwe_structuur\2013\sap2_94\P_all | F:\UPOD\Cell_DLE\CSV_files_raw_nieuwe_structuur\2013\sap2_94\P_all\2_1310bp.csv | 1200
v4 | P_All | 1 | 2_1310cp.csv | F:\UPOD\Cell_DLE\CSV_files_raw_nieuwe_structuur\2013\sap2_94\P_all | F:\UPOD\Cell_DLE\CSV_files_raw_nieuwe_structuur\2013\sap2_94\P_all\2_1310cp.csv | 1200
v4 | P_All | 1 | 2_1310dp.csv | F:\UPOD\Cell_DLE\CSV_files_raw_nieuwe_structuur\2013\sap2_94\P_all | F:\UPOD\Cell_DLE\CSV_files_raw_nieuwe_structuur\2013\sap2_94\P_all\2_1310dp.csv | 331
v4 | P_All | 1 | 2_1310ep.csv | F:\UPOD\Cell_DLE\CSV_files_raw_nieuwe_structuur\2013\sap2_94\P_all | F:\UPOD\Cell_DLE\CSV_files_raw_nieuwe_structuur\2013\sap2_94\P_all\2_1310ep.csv | 1100
v4 | P_All | 1 | 2_1310fp.csv | F:\UPOD\Cell_DLE\CSV_files_raw_nieuwe_structuur\2013\sap2_94\P_all | F:\UPOD\Cell_DLE\CSV_files_raw_nieuwe_structuur\2013\sap2_94\P_all\2_1310fp.csv | 270
v4 | P_All | 1 | 2_1310gp.csv | F:\UPOD\Cell_DLE\CSV_files_raw_nieuwe_structuur\2013\sap2_94\P_all | F:\UPOD\Cell_DLE\CSV_files_raw_nieuwe_structuur\2013\sap2_94\P_all\2_1310gp.csv | 1198
v4 | P_All | 1 | 2_1310hp.csv | F:\UPOD\Cell_DLE\CSV_files_raw_nieuwe_structuur\2013\sap2_94\P_all | F:\UPOD\Cell_DLE\CSV_files_raw_nieuwe_structuur\2013\sap2_94\P_all\2_1310hp.csv | 1133
v4 | P_All | 1 | 2_1311ap.csv | F:\UPOD\Cell_DLE\CSV_files_raw_nieuwe_structuur\2013\sap2_94\P_all | F:\UPOD\Cell_DLE\CSV_files_raw_nieuwe_structuur\2013\sap2_94\P_all\2_1311ap.csv | 704
v4 | P_All | 1 | 3_1202ap.csv | F:\UPOD\Cell_DLE\CSV_files_raw_nieuwe_structuur\2012\sap4_783\P_all | F:\UPOD\Cell_DLE\CSV_files_raw_nieuwe_structuur\2012\sap4_783\P_all\3_1202ap.csv | 1200
v4 | P_All | 1 | 3_1202bp.csv | F:\UPOD\Cell_DLE\CSV_files_raw_nieuwe_structuur\2012\sap4_783\P_all | F:\UPOD\Cell_DLE\CSV_files_raw_nieuwe_structuur\2012\sap4_783\P_all\3_1202bp.csv | 960
v4 | P_All | 1 | 3_1310bp.csv | F:\UPOD\Cell_DLE\CSV_files_raw_nieuwe_structuur\2013\sap3_92\P_all | F:\UPOD\Cell_DLE\CSV_files_raw_nieuwe_structuur\2013\sap3_92\P_all\3_1310bp.csv | 443
v4 | P_All | 1 | 3_1310cp.csv | F:\UPOD\Cell_DLE\CSV_files_raw_nieuwe_structuur\2013\sap3_92\P_all | F:\UPOD\Cell_DLE\CSV_files_raw_nieuwe_structuur\2013\sap3_92\P_all\3_1310cp.csv | 654
v4 | P_All | 1 | 3_1310dp.csv | F:\UPOD\Cell_DLE\CSV_files_raw_nieuwe_structuur\2013\sap3_92\P_all | F:\UPOD\Cell_DLE\CSV_files_raw_nieuwe_structuur\2013\sap3_92\P_all\3_1310dp.csv | 959
v4 | P_All | 1 | 3_1310ep.csv | F:\UPOD\Cell_DLE\CSV_files_raw_nieuwe_structuur\2013\sap3_92\P_all | F:\UPOD\Cell_DLE\CSV_files_raw_nieuwe_structuur\2013\sap3_92\P_all\3_1310ep.csv | 482
v4 | P_All | 1 | 3_1310fp.csv | F:\UPOD\Cell_DLE\CSV_files_raw_nieuwe_structuur\2013\sap3_92\P_all | F:\UPOD\Cell_DLE\CSV_files_raw_nieuwe_structuur\2013\sap3_92\P_all\3_1310fp.csv | 328
v4 | P_All | 1 | 3_1311ap.csv | F:\UPOD\Cell_DLE\CSV_files_raw_nieuwe_structuur\2013\sap3_92\P_all | F:\UPOD\Cell_DLE\CSV_files_raw_nieuwe_structuur\2013\sap3_92\P_all\3_1311ap.csv | 397
v4 | P_All | 1 | 3_2011_01_06ap.csv | F:\UPOD\Cell_DLE\CSV_files_raw_nieuwe_structuur\2010 | F:\UPOD\Cell_DLE\CSV_files_raw_nieuwe_structuur\2010\3_2011_01_06ap.csv | 60
v4 | P_All | 1 | 4_1011dp.csv | F:\UPOD\Cell_DLE\CSV_files_raw_nieuwe_structuur\2010\K4_serie2\P_all | F:\UPOD\Cell_DLE\CSV_files_raw_nieuwe_structuur\2010\K4_serie2\P_all\4_1011dp.csv | 344
v4 | P_All | 1 | 4_1012ap.csv | F:\UPOD\Cell_DLE\CSV_files_raw_nieuwe_structuur\2010\K4_serie2\P_all | F:\UPOD\Cell_DLE\CSV_files_raw_nieuwe_structuur\2010\K4_serie2\P_all\4_1012ap.csv | 1000
v4 | P_All | 1 | 4_1012bp.csv | F:\UPOD\Cell_DLE\CSV_files_raw_nieuwe_structuur\2010\K4_serie2\P_all | F:\UPOD\Cell_DLE\CSV_files_raw_nieuwe_structuur\2010\K4_serie2\P_all\4_1012bp.csv | 358
v4 | P_All | 1 | 4_1012cp.csv | F:\UPOD\Cell_DLE\CSV_files_raw_nieuwe_structuur\2010\K4_serie2\P_all | F:\UPOD\Cell_DLE\CSV_files_raw_nieuwe_structuur\2010\K4_serie2\P_all\4_1012cp.csv | 270
v4 | P_All | 1 | 4_1101ap.csv | F:\UPOD\Cell_DLE\CSV_files_raw_nieuwe_structuur\2011\K1_serie2\P_all | F:\UPOD\Cell_DLE\CSV_files_raw_nieuwe_structuur\2011\K1_serie2\P_all\4_1101ap.csv | 477
v4 | P_All | 1 | 4_1102ap.csv | F:\UPOD\Cell_DLE\CSV_files_raw_nieuwe_structuur\2011\K1_serie2\P_all | F:\UPOD\Cell_DLE\CSV_files_raw_nieuwe_structuur\2011\K1_serie2\P_all\4_1102ap.csv | 1000
v4 | P_All | 1 | 4_1102bp.csv | F:\UPOD\Cell_DLE\CSV_files_raw_nieuwe_structuur\2011\K1_serie2\P_all | F:\UPOD\Cell_DLE\CSV_files_raw_nieuwe_structuur\2011\K1_serie2\P_all\4_1102bp.csv | 367
v4 | P_All | 1 | 4_1102cp.csv | F:\UPOD\Cell_DLE\CSV_files_raw_nieuwe_structuur\2011\K1_serie2\P_all | F:\UPOD\Cell_DLE\CSV_files_raw_nieuwe_structuur\2011\K1_serie2\P_all\4_1102cp.csv | 1000
v4 | P_All | 1 | 4_1102dp.csv | F:\UPOD\Cell_DLE\CSV_files_raw_nieuwe_structuur\2011\K1_serie2\P_all | F:\UPOD\Cell_DLE\CSV_files_raw_nieuwe_structuur\2011\K1_serie2\P_all\4_1102dp.csv | 345
v4 | P_All | 1 | 4_1104ap.csv | F:\UPOD\Cell_DLE\CSV_files_raw_nieuwe_structuur\2010\K4_serie2\P_all | F:\UPOD\Cell_DLE\CSV_files_raw_nieuwe_structuur\2010\K4_serie2\P_all\4_1104ap.csv | 1000
v4 | P_All | 1 | 4_1104bp.csv | F:\UPOD\Cell_DLE\CSV_files_raw_nieuwe_structuur\2010\K4_serie2\P_all | F:\UPOD\Cell_DLE\CSV_files_raw_nieuwe_structuur\2010\K4_serie2\P_all\4_1104bp.csv | 357
v4 | P_All | 1 | 4_1105ap.csv | F:\UPOD\Cell_DLE\CSV_files_raw_nieuwe_structuur\2011\K2_serie2\P_all | F:\UPOD\Cell_DLE\CSV_files_raw_nieuwe_structuur\2011\K2_serie2\P_all\4_1105ap.csv | 1000
v4 | P_All | 1 | 4_1105ap.csv | F:\UPOD\Cell_DLE\CSV_files_raw_nieuwe_structuur\2011\sap4_783\P_all | F:\UPOD\Cell_DLE\CSV_files_raw_nieuwe_structuur\2011\sap4_783\P_all\4_1105ap.csv | 1000
v4 | P_All | 1 | 4_1105bp.csv | F:\UPOD\Cell_DLE\CSV_files_raw_nieuwe_structuur\2011\K2_serie2\P_all | F:\UPOD\Cell_DLE\CSV_files_raw_nieuwe_structuur\2011\K2_serie2\P_all\4_1105bp.csv | 289
v4 | P_All | 1 | 4_1105bp.csv | F:\UPOD\Cell_DLE\CSV_files_raw_nieuwe_structuur\2011\sap4_783\P_all | F:\UPOD\Cell_DLE\CSV_files_raw_nieuwe_structuur\2011\sap4_783\P_all\4_1105bp.csv | 289
v4 | P_All | 1 | 4_1106ap.csv | F:\UPOD\Cell_DLE\CSV_files_raw_nieuwe_structuur\2011\K2_serie2\P_all | F:\UPOD\Cell_DLE\CSV_files_raw_nieuwe_structuur\2011\K2_serie2\P_all\4_1106ap.csv | 1000
v4 | P_All | 1 | 4_1106ap.csv | F:\UPOD\Cell_DLE\CSV_files_raw_nieuwe_structuur\2011\sap4_783\P_all | F:\UPOD\Cell_DLE\CSV_files_raw_nieuwe_structuur\2011\sap4_783\P_all\4_1106ap.csv | 1000
v4 | P_All | 1 | 4_1106bp.csv | F:\UPOD\Cell_DLE\CSV_files_raw_nieuwe_structuur\2011\K2_serie2\P_all | F:\UPOD\Cell_DLE\CSV_files_raw_nieuwe_structuur\2011\K2_serie2\P_all\4_1106bp.csv | 608
v4 | P_All | 1 | 4_1106bp.csv | F:\UPOD\Cell_DLE\CSV_files_raw_nieuwe_structuur\2011\sap4_783\P_all | F:\UPOD\Cell_DLE\CSV_files_raw_nieuwe_structuur\2011\sap4_783\P_all\4_1106bp.csv | 608
v4 | P_All | 1 | 4_1107ap.csv | F:\UPOD\Cell_DLE\CSV_files_raw_nieuwe_structuur\2011\K3_serie2\P_all | F:\UPOD\Cell_DLE\CSV_files_raw_nieuwe_structuur\2011\K3_serie2\P_all\4_1107ap.csv | 1000
v4 | P_All | 1 | 4_1107ap.csv | F:\UPOD\Cell_DLE\CSV_files_raw_nieuwe_structuur\2011\sap4_783\P_all | F:\UPOD\Cell_DLE\CSV_files_raw_nieuwe_structuur\2011\sap4_783\P_all\4_1107ap.csv | 1000
v4 | P_All | 1 | 4_1107bp.csv | F:\UPOD\Cell_DLE\CSV_files_raw_nieuwe_structuur\2011\K3_serie2\P_all | F:\UPOD\Cell_DLE\CSV_files_raw_nieuwe_structuur\2011\K3_serie2\P_all\4_1107bp.csv | 922
v4 | P_All | 1 | 4_1107bp.csv | F:\UPOD\Cell_DLE\CSV_files_raw_nieuwe_structuur\2011\sap4_783\P_all | F:\UPOD\Cell_DLE\CSV_files_raw_nieuwe_structuur\2011\sap4_783\P_all\4_1107bp.csv | 922
v4 | P_All | 1 | 4_1109ap.csv | F:\UPOD\Cell_DLE\CSV_files_raw_nieuwe_structuur\2011\K3_serie2\P_all | F:\UPOD\Cell_DLE\CSV_files_raw_nieuwe_structuur\2011\K3_serie2\P_all\4_1109ap.csv | 1000
v4 | P_All | 1 | 4_1109ap.csv | F:\UPOD\Cell_DLE\CSV_files_raw_nieuwe_structuur\2011\sap4_783\P_all | F:\UPOD\Cell_DLE\CSV_files_raw_nieuwe_structuur\2011\sap4_783\P_all\4_1109ap.csv | 1000
v4 | P_All | 1 | 4_1109bp.csv | F:\UPOD\Cell_DLE\CSV_files_raw_nieuwe_structuur\2011\K3_serie2\P_all | F:\UPOD\Cell_DLE\CSV_files_raw_nieuwe_structuur\2011\K3_serie2\P_all\4_1109bp.csv | 1000
v4 | P_All | 1 | 4_1109bp.csv | F:\UPOD\Cell_DLE\CSV_files_raw_nieuwe_structuur\2011\sap4_783\P_all | F:\UPOD\Cell_DLE\CSV_files_raw_nieuwe_structuur\2011\sap4_783\P_all\4_1109bp.csv | 1000
v4 | P_All | 1 | 4_1109cp.csv | F:\UPOD\Cell_DLE\CSV_files_raw_nieuwe_structuur\2011\K3_serie2\P_all | F:\UPOD\Cell_DLE\CSV_files_raw_nieuwe_structuur\2011\K3_serie2\P_all\4_1109cp.csv | 202
v4 | P_All | 1 | 4_1109cp.csv | F:\UPOD\Cell_DLE\CSV_files_raw_nieuwe_structuur\2011\sap4_783\P_all | F:\UPOD\Cell_DLE\CSV_files_raw_nieuwe_structuur\2011\sap4_783\P_all\4_1109cp.csv | 202
v4 | P_All | 1 | 4_1110ap.csv | F:\UPOD\Cell_DLE\CSV_files_raw_nieuwe_structuur\2011\K3_serie2\P_all | F:\UPOD\Cell_DLE\CSV_files_raw_nieuwe_structuur\2011\K3_serie2\P_all\4_1110ap.csv | 1000
v4 | P_All | 1 | 4_1110ap.csv | F:\UPOD\Cell_DLE\CSV_files_raw_nieuwe_structuur\2011\sap4_783\P_all | F:\UPOD\Cell_DLE\CSV_files_raw_nieuwe_structuur\2011\sap4_783\P_all\4_1110ap.csv | 1000
v4 | P_All | 1 | 4_1110bp.csv | F:\UPOD\Cell_DLE\CSV_files_raw_nieuwe_structuur\2011\K3_serie2\P_all | F:\UPOD\Cell_DLE\CSV_files_raw_nieuwe_structuur\2011\K3_serie2\P_all\4_1110bp.csv | 642
v4 | P_All | 1 | 4_1110bp.csv | F:\UPOD\Cell_DLE\CSV_files_raw_nieuwe_structuur\2011\sap4_783\P_all | F:\UPOD\Cell_DLE\CSV_files_raw_nieuwe_structuur\2011\sap4_783\P_all\4_1110bp.csv | 642
v4 | P_All | 1 | 4_1111ap.csv | F:\UPOD\Cell_DLE\CSV_files_raw_nieuwe_structuur\2011\K3_serie2\P_all | F:\UPOD\Cell_DLE\CSV_files_raw_nieuwe_structuur\2011\K3_serie2\P_all\4_1111ap.csv | 1020
v4 | P_All | 1 | 4_1111ap.csv | F:\UPOD\Cell_DLE\CSV_files_raw_nieuwe_structuur\2011\sap4_783\P_all | F:\UPOD\Cell_DLE\CSV_files_raw_nieuwe_structuur\2011\sap4_783\P_all\4_1111ap.csv | 1020
v4 | P_All | 1 | 4_1112ap.csv | F:\UPOD\Cell_DLE\CSV_files_raw_nieuwe_structuur\2011\K3_serie2\P_all | F:\UPOD\Cell_DLE\CSV_files_raw_nieuwe_structuur\2011\K3_serie2\P_all\4_1112ap.csv | 1000
v4 | P_All | 1 | 4_1112ap.csv | F:\UPOD\Cell_DLE\CSV_files_raw_nieuwe_structuur\2011\sap4_783\P_all | F:\UPOD\Cell_DLE\CSV_files_raw_nieuwe_structuur\2011\sap4_783\P_all\4_1112ap.csv | 1000
v4 | P_All | 1 | 4_1112bp.csv | F:\UPOD\Cell_DLE\CSV_files_raw_nieuwe_structuur\2011\K3_serie2\P_all | F:\UPOD\Cell_DLE\CSV_files_raw_nieuwe_structuur\2011\K3_serie2\P_all\4_1112bp.csv | 748
v4 | P_All | 1 | 4_1112bp.csv | F:\UPOD\Cell_DLE\CSV_files_raw_nieuwe_structuur\2011\sap4_783\P_all | F:\UPOD\Cell_DLE\CSV_files_raw_nieuwe_structuur\2011\sap4_783\P_all\4_1112bp.csv | 748
v4 | P_All | 1 | 4_1201ap.csv | F:\UPOD\Cell_DLE\CSV_files_raw_nieuwe_structuur\2011\K3_serie2\P_all | F:\UPOD\Cell_DLE\CSV_files_raw_nieuwe_structuur\2011\K3_serie2\P_all\4_1201ap.csv | 1000
v4 | P_All | 1 | 4_1201ap.csv | F:\UPOD\Cell_DLE\CSV_files_raw_nieuwe_structuur\2011\sap4_783\P_all | F:\UPOD\Cell_DLE\CSV_files_raw_nieuwe_structuur\2011\sap4_783\P_all\4_1201ap.csv | 1000
v4 | P_All | 1 | 4_1201bp.csv | F:\UPOD\Cell_DLE\CSV_files_raw_nieuwe_structuur\2012\sap4_783\P_all | F:\UPOD\Cell_DLE\CSV_files_raw_nieuwe_structuur\2012\sap4_783\P_all\4_1201bp.csv | 218
v4 | P_All | 1 | 4_1202ap.csv | F:\UPOD\Cell_DLE\CSV_files_raw_nieuwe_structuur\2012\sap4_783\P_all | F:\UPOD\Cell_DLE\CSV_files_raw_nieuwe_structuur\2012\sap4_783\P_all\4_1202ap.csv | 1000
v4 | P_All | 1 | 4_1202bp.csv | F:\UPOD\Cell_DLE\CSV_files_raw_nieuwe_structuur\2012\sap4_783\P_all | F:\UPOD\Cell_DLE\CSV_files_raw_nieuwe_structuur\2012\sap4_783\P_all\4_1202bp.csv | 481
v4 | P_All | 1 | 4_1202cp.csv | F:\UPOD\Cell_DLE\CSV_files_raw_nieuwe_structuur\2012\sap4_783\P_all | F:\UPOD\Cell_DLE\CSV_files_raw_nieuwe_structuur\2012\sap4_783\P_all\4_1202cp.csv | 1169
v4 | P_All | 1 | 4_1203ap.csv | F:\UPOD\Cell_DLE\CSV_files_raw_nieuwe_structuur\2012\sap4_783\P_all | F:\UPOD\Cell_DLE\CSV_files_raw_nieuwe_structuur\2012\sap4_783\P_all\4_1203ap.csv | 514
v4 | P_All | 1 | 4_1203bp.csv | F:\UPOD\Cell_DLE\CSV_files_raw_nieuwe_structuur\2012\sap4_783\P_all | F:\UPOD\Cell_DLE\CSV_files_raw_nieuwe_structuur\2012\sap4_783\P_all\4_1203bp.csv | 1200
v4 | P_All | 1 | 4_1204ap.csv | F:\UPOD\Cell_DLE\CSV_files_raw_nieuwe_structuur\2012\sap4_783\P_all | F:\UPOD\Cell_DLE\CSV_files_raw_nieuwe_structuur\2012\sap4_783\P_all\4_1204ap.csv | 427
v4 | P_All | 1 | 4_1204bp.csv | F:\UPOD\Cell_DLE\CSV_files_raw_nieuwe_structuur\2012\sap4_783\P_all | F:\UPOD\Cell_DLE\CSV_files_raw_nieuwe_structuur\2012\sap4_783\P_all\4_1204bp.csv | 1200
v4 | P_All | 1 | 4_1205ap.csv | F:\UPOD\Cell_DLE\CSV_files_raw_nieuwe_structuur\2012\sap4_783\P_all | F:\UPOD\Cell_DLE\CSV_files_raw_nieuwe_structuur\2012\sap4_783\P_all\4_1205ap.csv | 257
v4 | P_All | 1 | 4_1205bp.csv | F:\UPOD\Cell_DLE\CSV_files_raw_nieuwe_structuur\2012\sap4_783\P_all | F:\UPOD\Cell_DLE\CSV_files_raw_nieuwe_structuur\2012\sap4_783\P_all\4_1205bp.csv | 1175
v4 | P_All | 1 | 4_1206ap.csv | F:\UPOD\Cell_DLE\CSV_files_raw_nieuwe_structuur\2012\sap4_783\P_all | F:\UPOD\Cell_DLE\CSV_files_raw_nieuwe_structuur\2012\sap4_783\P_all\4_1206ap.csv | 416
v4 | P_All | 1 | 4_1206bp.csv | F:\UPOD\Cell_DLE\CSV_files_raw_nieuwe_structuur\2012\sap4_783\P_all | F:\UPOD\Cell_DLE\CSV_files_raw_nieuwe_structuur\2012\sap4_783\P_all\4_1206bp.csv | 1171
v4 | P_All | 1 | 4_1207ap.csv | F:\UPOD\Cell_DLE\CSV_files_raw_nieuwe_structuur\2012\sap4_783\P_all | F:\UPOD\Cell_DLE\CSV_files_raw_nieuwe_structuur\2012\sap4_783\P_all\4_1207ap.csv | 338
v4 | P_All | 1 | 4_1208ap.csv | F:\UPOD\Cell_DLE\CSV_files_raw_nieuwe_structuur\2012\sap4_783\P_all | F:\UPOD\Cell_DLE\CSV_files_raw_nieuwe_structuur\2012\sap4_783\P_all\4_1208ap.csv | 1200
v4 | P_All | 1 | 4_1208bp.csv | F:\UPOD\Cell_DLE\CSV_files_raw_nieuwe_structuur\2012\sap4_783\P_all | F:\UPOD\Cell_DLE\CSV_files_raw_nieuwe_structuur\2012\sap4_783\P_all\4_1208bp.csv | 767
v4 | P_All | 1 | 4_1208cp.csv | F:\UPOD\Cell_DLE\CSV_files_raw_nieuwe_structuur\2012\sap4_783\P_all | F:\UPOD\Cell_DLE\CSV_files_raw_nieuwe_structuur\2012\sap4_783\P_all\4_1208cp.csv | 481
v4 | P_All | 1 | 4_1209BP.CSV | F:\UPOD\Cell_DLE\CSV_files_raw_nieuwe_structuur\2012\sap4_783\P_all | F:\UPOD\Cell_DLE\CSV_files_raw_nieuwe_structuur\2012\sap4_783\P_all\4_1209BP.CSV | 778
v4 | P_All | 1 | 4_1209ap.csv | F:\UPOD\Cell_DLE\CSV_files_raw_nieuwe_structuur\2012\sap4_783\P_all | F:\UPOD\Cell_DLE\CSV_files_raw_nieuwe_structuur\2012\sap4_783\P_all\4_1209ap.csv | 373
v4 | P_All | 1 | 4_1210ap.csv | F:\UPOD\Cell_DLE\CSV_files_raw_nieuwe_structuur\2012\sap4_783\P_all | F:\UPOD\Cell_DLE\CSV_files_raw_nieuwe_structuur\2012\sap4_783\P_all\4_1210ap.csv | 522
v4 | P_All | 1 | 4_1210bp.csv | F:\UPOD\Cell_DLE\CSV_files_raw_nieuwe_structuur\2012\sap4_783\P_all | F:\UPOD\Cell_DLE\CSV_files_raw_nieuwe_structuur\2012\sap4_783\P_all\4_1210bp.csv | 1136
v4 | P_All | 1 | 4_1211ap.csv | F:\UPOD\Cell_DLE\CSV_files_raw_nieuwe_structuur\2012\sap4_783\P_all | F:\UPOD\Cell_DLE\CSV_files_raw_nieuwe_structuur\2012\sap4_783\P_all\4_1211ap.csv | 463
v4 | P_All | 1 | 4_1211bp.csv | F:\UPOD\Cell_DLE\CSV_files_raw_nieuwe_structuur\2012\sap4_783\P_all | F:\UPOD\Cell_DLE\CSV_files_raw_nieuwe_structuur\2012\sap4_783\P_all\4_1211bp.csv | 524
v4 | P_All | 1 | 4_1212ap.csv | F:\UPOD\Cell_DLE\CSV_files_raw_nieuwe_structuur\2012\sap4_783\P_all | F:\UPOD\Cell_DLE\CSV_files_raw_nieuwe_structuur\2012\sap4_783\P_all\4_1212ap.csv | 720
v4 | P_All | 1 | 4_1212bp.csv | F:\UPOD\Cell_DLE\CSV_files_raw_nieuwe_structuur\2012\sap4_783\P_all | F:\UPOD\Cell_DLE\CSV_files_raw_nieuwe_structuur\2012\sap4_783\P_all\4_1212bp.csv | 617
v4 | P_All | 1 | 4_1301ap.csv | F:\UPOD\Cell_DLE\CSV_files_raw_nieuwe_structuur\2012\sap4_783\P_all | F:\UPOD\Cell_DLE\CSV_files_raw_nieuwe_structuur\2012\sap4_783\P_all\4_1301ap.csv | 681
v4 | P_All | 1 | 4_1301ap.csv | F:\UPOD\Cell_DLE\CSV_files_raw_nieuwe_structuur\2013\sap4_783\P_all | F:\UPOD\Cell_DLE\CSV_files_raw_nieuwe_structuur\2013\sap4_783\P_all\4_1301ap.csv | 681
v4 | P_All | 1 | 4_1301bp.csv | F:\UPOD\Cell_DLE\CSV_files_raw_nieuwe_structuur\2013\sap4_783\P_all | F:\UPOD\Cell_DLE\CSV_files_raw_nieuwe_structuur\2013\sap4_783\P_all\4_1301bp.csv | 903
v4 | P_All | 1 | 4_1302ap.csv | F:\UPOD\Cell_DLE\CSV_files_raw_nieuwe_structuur\2013\sap4_783\P_all | F:\UPOD\Cell_DLE\CSV_files_raw_nieuwe_structuur\2013\sap4_783\P_all\4_1302ap.csv | 524
v4 | P_All | 1 | 4_1302bp.csv | F:\UPOD\Cell_DLE\CSV_files_raw_nieuwe_structuur\2013\sap4_783\P_all | F:\UPOD\Cell_DLE\CSV_files_raw_nieuwe_structuur\2013\sap4_783\P_all\4_1302bp.csv | 326
v4 | P_All | 1 | 4_1303ap.csv | F:\UPOD\Cell_DLE\CSV_files_raw_nieuwe_structuur\2013\sap4_783\P_all | F:\UPOD\Cell_DLE\CSV_files_raw_nieuwe_structuur\2013\sap4_783\P_all\4_1303ap.csv | 871
v4 | P_All | 1 | 4_1303bp.csv | F:\UPOD\Cell_DLE\CSV_files_raw_nieuwe_structuur\2013\sap4_783\P_all | F:\UPOD\Cell_DLE\CSV_files_raw_nieuwe_structuur\2013\sap4_783\P_all\4_1303bp.csv | 531
v4 | P_All | 1 | 4_1304ap.csv | F:\UPOD\Cell_DLE\CSV_files_raw_nieuwe_structuur\2013\sap4_783\P_all | F:\UPOD\Cell_DLE\CSV_files_raw_nieuwe_structuur\2013\sap4_783\P_all\4_1304ap.csv | 675
v4 | P_All | 1 | 4_1304bp.csv | F:\UPOD\Cell_DLE\CSV_files_raw_nieuwe_structuur\2013\sap4_783\P_all | F:\UPOD\Cell_DLE\CSV_files_raw_nieuwe_structuur\2013\sap4_783\P_all\4_1304bp.csv | 786
v4 | P_All | 1 | 4_1305ap.csv | F:\UPOD\Cell_DLE\CSV_files_raw_nieuwe_structuur\2013\sap4_783\P_all | F:\UPOD\Cell_DLE\CSV_files_raw_nieuwe_structuur\2013\sap4_783\P_all\4_1305ap.csv | 1077
v4 | P_All | 1 | 4_1305bp.csv | F:\UPOD\Cell_DLE\CSV_files_raw_nieuwe_structuur\2013\sap4_783\P_all | F:\UPOD\Cell_DLE\CSV_files_raw_nieuwe_structuur\2013\sap4_783\P_all\4_1305bp.csv | 528
v4 | P_All | 1 | 4_1306AP.CSV | F:\UPOD\Cell_DLE\CSV_files_raw_nieuwe_structuur\2013\sap4_783\P_all | F:\UPOD\Cell_DLE\CSV_files_raw_nieuwe_structuur\2013\sap4_783\P_all\4_1306AP.CSV | 756
v4 | P_All | 1 | 4_1306BP.CSV | F:\UPOD\Cell_DLE\CSV_files_raw_nieuwe_structuur\2013\sap4_783\P_all | F:\UPOD\Cell_DLE\CSV_files_raw_nieuwe_structuur\2013\sap4_783\P_all\4_1306BP.CSV | 559
v4 | P_All | 1 | 4_1307ap.csv | F:\UPOD\Cell_DLE\CSV_files_raw_nieuwe_structuur\2013\sap4_783\P_all | F:\UPOD\Cell_DLE\CSV_files_raw_nieuwe_structuur\2013\sap4_783\P_all\4_1307ap.csv | 659
v4 | P_All | 1 | 4_1307bp.csv | F:\UPOD\Cell_DLE\CSV_files_raw_nieuwe_structuur\2013\sap4_783\P_all | F:\UPOD\Cell_DLE\CSV_files_raw_nieuwe_structuur\2013\sap4_783\P_all\4_1307bp.csv | 741
v4 | P_All | 1 | 4_1308ap.csv | F:\UPOD\Cell_DLE\CSV_files_raw_nieuwe_structuur\2013\sap4_783\P_all | F:\UPOD\Cell_DLE\CSV_files_raw_nieuwe_structuur\2013\sap4_783\P_all\4_1308ap.csv | 1200
v4 | P_All | 1 | 4_1308bp.csv | F:\UPOD\Cell_DLE\CSV_files_raw_nieuwe_structuur\2013\sap4_783\P_all | F:\UPOD\Cell_DLE\CSV_files_raw_nieuwe_structuur\2013\sap4_783\P_all\4_1308bp.csv | 205
v4 | P_All | 1 | 4_1309ap.csv | F:\UPOD\Cell_DLE\CSV_files_raw_nieuwe_structuur\2013\sap4_783\P_all | F:\UPOD\Cell_DLE\CSV_files_raw_nieuwe_structuur\2013\sap4_783\P_all\4_1309ap.csv | 793
v4 | P_All | 1 | 4_1309bp.csv | F:\UPOD\Cell_DLE\CSV_files_raw_nieuwe_structuur\2013\sap4_783\P_all | F:\UPOD\Cell_DLE\CSV_files_raw_nieuwe_structuur\2013\sap4_783\P_all\4_1309bp.csv | 875
v4 | P_All | 1 | 4_1310ap.csv | F:\UPOD\Cell_DLE\CSV_files_raw_nieuwe_structuur\2013\sap4_783\P_all | F:\UPOD\Cell_DLE\CSV_files_raw_nieuwe_structuur\2013\sap4_783\P_all\4_1310ap.csv | 803
v4 | P_All | 1 | 4_1310bp.csv | F:\UPOD\Cell_DLE\CSV_files_raw_nieuwe_structuur\2013\sap4_783\P_all | F:\UPOD\Cell_DLE\CSV_files_raw_nieuwe_structuur\2013\sap4_783\P_all\4_1310bp.csv | 700
v4 | P_All | 1 | 4_1311ap.csv | F:\UPOD\Cell_DLE\CSV_files_raw_nieuwe_structuur\2013\sap4_783\P_all | F:\UPOD\Cell_DLE\CSV_files_raw_nieuwe_structuur\2013\sap4_783\P_all\4_1311ap.csv | 1006
v4 | P_All | 1 | 4_1311bp.csv | F:\UPOD\Cell_DLE\CSV_files_raw_nieuwe_structuur\2013\sap4_783\P_all | F:\UPOD\Cell_DLE\CSV_files_raw_nieuwe_structuur\2013\sap4_783\P_all\4_1311bp.csv | 720
v4 | P_All | 1 | 4_1312ap.csv | F:\UPOD\Cell_DLE\CSV_files_raw_nieuwe_structuur\2013\sap4_783\P_all | F:\UPOD\Cell_DLE\CSV_files_raw_nieuwe_structuur\2013\sap4_783\P_all\4_1312ap.csv | 716
v4 | P_All | 1 | 4_1312bp.csv | F:\UPOD\Cell_DLE\CSV_files_raw_nieuwe_structuur\2013\sap4_783\P_all | F:\UPOD\Cell_DLE\CSV_files_raw_nieuwe_structuur\2013\sap4_783\P_all\4_1312bp.csv | 899
v4 | P_All | 1 | 4_1401ap.csv | F:\UPOD\Cell_DLE\CSV_files_raw_nieuwe_structuur\2013\sap4_783\P_all | F:\UPOD\Cell_DLE\CSV_files_raw_nieuwe_structuur\2013\sap4_783\P_all\4_1401ap.csv | 490
v4 | P_All | 1 | 4_1401ap.csv | F:\UPOD\Cell_DLE\CSV_files_raw_nieuwe_structuur\2014\sap4_783\P_all | F:\UPOD\Cell_DLE\CSV_files_raw_nieuwe_structuur\2014\sap4_783\P_all\4_1401ap.csv | 490
v4 | P_All | 1 | 5_1102ap.csv | F:\UPOD\Cell_DLE\CSV_files_raw_nieuwe_structuur\2011\sap5_Re\P_all | F:\UPOD\Cell_DLE\CSV_files_raw_nieuwe_structuur\2011\sap5_Re\P_all\5_1102ap.csv | 1000
v4 | P_All | 1 | 5_1104ap.csv | F:\UPOD\Cell_DLE\CSV_files_raw_nieuwe_structuur\2011\sap5_Re\P_all | F:\UPOD\Cell_DLE\CSV_files_raw_nieuwe_structuur\2011\sap5_Re\P_all\5_1104ap.csv | 1000
v4 | P_All | 1 | 5_1105ap.csv | F:\UPOD\Cell_DLE\CSV_files_raw_nieuwe_structuur\2011\sap5_Re\P_all | F:\UPOD\Cell_DLE\CSV_files_raw_nieuwe_structuur\2011\sap5_Re\P_all\5_1105ap.csv | 714
v4 | P_All | 1 | 5_1109ap.csv | F:\UPOD\Cell_DLE\CSV_files_raw_nieuwe_structuur\2011\sap5_Re\P_all | F:\UPOD\Cell_DLE\CSV_files_raw_nieuwe_structuur\2011\sap5_Re\P_all\5_1109ap.csv | 880
v4 | P_All | 1 | 5_1110ap.csv | F:\UPOD\Cell_DLE\CSV_files_raw_nieuwe_structuur\2011\sap5_Re\P_all | F:\UPOD\Cell_DLE\CSV_files_raw_nieuwe_structuur\2011\sap5_Re\P_all\5_1110ap.csv | 797
v4 | P_All | 1 | 5_1111ap.csv | F:\UPOD\Cell_DLE\CSV_files_raw_nieuwe_structuur\2011\sap5_Re\P_all | F:\UPOD\Cell_DLE\CSV_files_raw_nieuwe_structuur\2011\sap5_Re\P_all\5_1111ap.csv | 1000
v4 | P_All | 1 | 5_1111bp.csv | F:\UPOD\Cell_DLE\CSV_files_raw_nieuwe_structuur\2011\sap5_Re\P_all | F:\UPOD\Cell_DLE\CSV_files_raw_nieuwe_structuur\2011\sap5_Re\P_all\5_1111bp.csv | 1061
v4 | P_All | 1 | 5_1111cp.csv | F:\UPOD\Cell_DLE\CSV_files_raw_nieuwe_structuur\2011\sap5_Re\P_all | F:\UPOD\Cell_DLE\CSV_files_raw_nieuwe_structuur\2011\sap5_Re\P_all\5_1111cp.csv | 1000
v4 | P_All | 1 | 5_1111dp.csv | F:\UPOD\Cell_DLE\CSV_files_raw_nieuwe_structuur\2011\sap5_Re\P_all | F:\UPOD\Cell_DLE\CSV_files_raw_nieuwe_structuur\2011\sap5_Re\P_all\5_1111dp.csv | 1000
v4 | P_All | 1 | 5_1111ep.csv | F:\UPOD\Cell_DLE\CSV_files_raw_nieuwe_structuur\2011\sap5_Re\P_all | F:\UPOD\Cell_DLE\CSV_files_raw_nieuwe_structuur\2011\sap5_Re\P_all\5_1111ep.csv | 1000
v4 | P_All | 1 | 5_1112ap.csv | F:\UPOD\Cell_DLE\CSV_files_raw_nieuwe_structuur\2011\sap5_Re\P_all | F:\UPOD\Cell_DLE\CSV_files_raw_nieuwe_structuur\2011\sap5_Re\P_all\5_1112ap.csv | 1000
v4 | P_All | 1 | 5_1112bp.csv | F:\UPOD\Cell_DLE\CSV_files_raw_nieuwe_structuur\2011\sap5_Re\P_all | F:\UPOD\Cell_DLE\CSV_files_raw_nieuwe_structuur\2011\sap5_Re\P_all\5_1112bp.csv | 406
v4 | P_All | 1 | 5_1112cp.csv | F:\UPOD\Cell_DLE\CSV_files_raw_nieuwe_structuur\2011\sap5_Re\P_all | F:\UPOD\Cell_DLE\CSV_files_raw_nieuwe_structuur\2011\sap5_Re\P_all\5_1112cp.csv | 944
v4 | P_All | 1 | 5_1201ap.csv | F:\UPOD\Cell_DLE\CSV_files_raw_nieuwe_structuur\2012\sap5_Re\P_all | F:\UPOD\Cell_DLE\CSV_files_raw_nieuwe_structuur\2012\sap5_Re\P_all\5_1201ap.csv | 320
v4 | P_All | 1 | 5_1202ap.csv | F:\UPOD\Cell_DLE\CSV_files_raw_nieuwe_structuur\2012\sap5_Re\P_all | F:\UPOD\Cell_DLE\CSV_files_raw_nieuwe_structuur\2012\sap5_Re\P_all\5_1202ap.csv | 605
v4 | P_All | 1 | 5_1203ap.csv | F:\UPOD\Cell_DLE\CSV_files_raw_nieuwe_structuur\2012\sap5_Re\P_all | F:\UPOD\Cell_DLE\CSV_files_raw_nieuwe_structuur\2012\sap5_Re\P_all\5_1203ap.csv | 624
v4 | P_All | 1 | 5_1204ap.csv | F:\UPOD\Cell_DLE\CSV_files_raw_nieuwe_structuur\2012\sap5_Re\P_all | F:\UPOD\Cell_DLE\CSV_files_raw_nieuwe_structuur\2012\sap5_Re\P_all\5_1204ap.csv | 628
v4 | P_All | 1 | 5_1205ap.csv | F:\UPOD\Cell_DLE\CSV_files_raw_nieuwe_structuur\2012\sap5_Re\P_all | F:\UPOD\Cell_DLE\CSV_files_raw_nieuwe_structuur\2012\sap5_Re\P_all\5_1205ap.csv | 415
v4 | P_All | 1 | 5_1206ap.csv | F:\UPOD\Cell_DLE\CSV_files_raw_nieuwe_structuur\2012\sap5_Re\P_all | F:\UPOD\Cell_DLE\CSV_files_raw_nieuwe_structuur\2012\sap5_Re\P_all\5_1206ap.csv | 487
v4 | P_All | 1 | 5_1207ap.csv | F:\UPOD\Cell_DLE\CSV_files_raw_nieuwe_structuur\2012\sap5_Re\P_all | F:\UPOD\Cell_DLE\CSV_files_raw_nieuwe_structuur\2012\sap5_Re\P_all\5_1207ap.csv | 578
v4 | P_All | 1 | 5_1208ap.csv | F:\UPOD\Cell_DLE\CSV_files_raw_nieuwe_structuur\2012\sap5_Re\P_all | F:\UPOD\Cell_DLE\CSV_files_raw_nieuwe_structuur\2012\sap5_Re\P_all\5_1208ap.csv | 563
v4 | P_All | 1 | 5_1209ap.csv | F:\UPOD\Cell_DLE\CSV_files_raw_nieuwe_structuur\2012\sap5_Re\P_all | F:\UPOD\Cell_DLE\CSV_files_raw_nieuwe_structuur\2012\sap5_Re\P_all\5_1209ap.csv | 317
v4 | P_All | 1 | 5_1210ap.csv | F:\UPOD\Cell_DLE\CSV_files_raw_nieuwe_structuur\2012\sap5_Re\P_all | F:\UPOD\Cell_DLE\CSV_files_raw_nieuwe_structuur\2012\sap5_Re\P_all\5_1210ap.csv | 477
v4 | P_All | 1 | 5_1211ap.csv | F:\UPOD\Cell_DLE\CSV_files_raw_nieuwe_structuur\2012\sap5_Re\P_all | F:\UPOD\Cell_DLE\CSV_files_raw_nieuwe_structuur\2012\sap5_Re\P_all\5_1211ap.csv | 599
v4 | P_All | 1 | 5_1212ap.csv | F:\UPOD\Cell_DLE\CSV_files_raw_nieuwe_structuur\2012\sap5_Re\P_all | F:\UPOD\Cell_DLE\CSV_files_raw_nieuwe_structuur\2012\sap5_Re\P_all\5_1212ap.csv | 354
v4 | P_All | 1 | 5_1301ap.csv | F:\UPOD\Cell_DLE\CSV_files_raw_nieuwe_structuur\2012\sap5_Re\P_all | F:\UPOD\Cell_DLE\CSV_files_raw_nieuwe_structuur\2012\sap5_Re\P_all\5_1301ap.csv | 312
v4 | P_All | 1 | 5_1301bp.csv | F:\UPOD\Cell_DLE\CSV_files_raw_nieuwe_structuur\2013\sap5_re\P_all | F:\UPOD\Cell_DLE\CSV_files_raw_nieuwe_structuur\2013\sap5_re\P_all\5_1301bp.csv | 70
v4 | P_All | 1 | 5_1301cp.csv | F:\UPOD\Cell_DLE\CSV_files_raw_nieuwe_structuur\2013\sap5_re\P_all | F:\UPOD\Cell_DLE\CSV_files_raw_nieuwe_structuur\2013\sap5_re\P_all\5_1301cp.csv | 152
v4 | P_All | 1 | 5_1302ap.csv | F:\UPOD\Cell_DLE\CSV_files_raw_nieuwe_structuur\2013\sap5_re\P_all | F:\UPOD\Cell_DLE\CSV_files_raw_nieuwe_structuur\2013\sap5_re\P_all\5_1302ap.csv | 194
v4 | P_All | 1 | 5_1303ap.csv | F:\UPOD\Cell_DLE\CSV_files_raw_nieuwe_structuur\2013\sap5_re\P_all | F:\UPOD\Cell_DLE\CSV_files_raw_nieuwe_structuur\2013\sap5_re\P_all\5_1303ap.csv | 406
v4 | P_All | 1 | 5_1303bp.csv | F:\UPOD\Cell_DLE\CSV_files_raw_nieuwe_structuur\2013\sap5_re\P_all | F:\UPOD\Cell_DLE\CSV_files_raw_nieuwe_structuur\2013\sap5_re\P_all\5_1303bp.csv | 33
v4 | P_All | 1 | 5_1303cp.csv | F:\UPOD\Cell_DLE\CSV_files_raw_nieuwe_structuur\2013\sap5_re\P_all | F:\UPOD\Cell_DLE\CSV_files_raw_nieuwe_structuur\2013\sap5_re\P_all\5_1303cp.csv | 69
v4 | P_All | 1 | 5_1303gp.csv | F:\UPOD\Cell_DLE\CSV_files_raw_nieuwe_structuur\2013\sap5_re\P_all | F:\UPOD\Cell_DLE\CSV_files_raw_nieuwe_structuur\2013\sap5_re\P_all\5_1303gp.csv | 107
v4 | P_All | 1 | 5_1304ap.csv | F:\UPOD\Cell_DLE\CSV_files_raw_nieuwe_structuur\2013\sap5_re\P_all | F:\UPOD\Cell_DLE\CSV_files_raw_nieuwe_structuur\2013\sap5_re\P_all\5_1304ap.csv | 164
v4 | P_All | 1 | 5_1304bp.csv | F:\UPOD\Cell_DLE\CSV_files_raw_nieuwe_structuur\2013\sap5_re\P_all | F:\UPOD\Cell_DLE\CSV_files_raw_nieuwe_structuur\2013\sap5_re\P_all\5_1304bp.csv | 354
v4 | P_All | 1 | 5_1305ap.csv | F:\UPOD\Cell_DLE\CSV_files_raw_nieuwe_structuur\2013\sap5_re\P_all | F:\UPOD\Cell_DLE\CSV_files_raw_nieuwe_structuur\2013\sap5_re\P_all\5_1305ap.csv | 174
v4 | P_All | 1 | 5_1306ap.csv | F:\UPOD\Cell_DLE\CSV_files_raw_nieuwe_structuur\2013\sap5_re\P_all | F:\UPOD\Cell_DLE\CSV_files_raw_nieuwe_structuur\2013\sap5_re\P_all\5_1306ap.csv | 392
v4 | P_All | 1 | 5_1307BP.CSV | F:\UPOD\Cell_DLE\CSV_files_raw_nieuwe_structuur\2013\sap5_re\P_all | F:\UPOD\Cell_DLE\CSV_files_raw_nieuwe_structuur\2013\sap5_re\P_all\5_1307BP.CSV | 227
v4 | P_All | 1 | 5_1307ap.csv | F:\UPOD\Cell_DLE\CSV_files_raw_nieuwe_structuur\2013\sap5_re\P_all | F:\UPOD\Cell_DLE\CSV_files_raw_nieuwe_structuur\2013\sap5_re\P_all\5_1307ap.csv | 327
v4 | P_All | 1 | 5_1308ap.csv | F:\UPOD\Cell_DLE\CSV_files_raw_nieuwe_structuur\2013\sap5_re\P_all | F:\UPOD\Cell_DLE\CSV_files_raw_nieuwe_structuur\2013\sap5_re\P_all\5_1308ap.csv | 363
v4 | P_All | 1 | 5_1309ap.csv | F:\UPOD\Cell_DLE\CSV_files_raw_nieuwe_structuur\2013\sap5_re\P_all | F:\UPOD\Cell_DLE\CSV_files_raw_nieuwe_structuur\2013\sap5_re\P_all\5_1309ap.csv | 205
v4 | P_All | 1 | 5_1310ap.csv | F:\UPOD\Cell_DLE\CSV_files_raw_nieuwe_structuur\2013\sap5_re\P_all | F:\UPOD\Cell_DLE\CSV_files_raw_nieuwe_structuur\2013\sap5_re\P_all\5_1310ap.csv | 228
v4 | P_All | 1 | 5_1310bp.csv | F:\UPOD\Cell_DLE\CSV_files_raw_nieuwe_structuur\2013\sap5_re\P_all | F:\UPOD\Cell_DLE\CSV_files_raw_nieuwe_structuur\2013\sap5_re\P_all\5_1310bp.csv | 176
v4 | P_All | 1 | 5_1311ap.csv | F:\UPOD\Cell_DLE\CSV_files_raw_nieuwe_structuur\2013\sap5_re\P_all | F:\UPOD\Cell_DLE\CSV_files_raw_nieuwe_structuur\2013\sap5_re\P_all\5_1311ap.csv | 86
v4 | P_All | 1 | 5_1312ap.csv | F:\UPOD\Cell_DLE\CSV_files_raw_nieuwe_structuur\2013\sap5_re\P_all | F:\UPOD\Cell_DLE\CSV_files_raw_nieuwe_structuur\2013\sap5_re\P_all\5_1312ap.csv | 224
v4 | P_All | 1 | 6_1310bp.csv | F:\UPOD\Cell_DLE\CSV_files_raw_nieuwe_structuur\2013\sap1_93\P_all | F:\UPOD\Cell_DLE\CSV_files_raw_nieuwe_structuur\2013\sap1_93\P_all\6_1310bp.csv | 48
v4 | P_All | 1 | 6_1311ap.csv | F:\UPOD\Cell_DLE\CSV_files_raw_nieuwe_structuur\2013\sap1_93\P_all | F:\UPOD\Cell_DLE\CSV_files_raw_nieuwe_structuur\2013\sap1_93\P_all\6_1311ap.csv | 26
v4 | P_All | 1 | 6_1312ap.csv | F:\UPOD\Cell_DLE\CSV_files_raw_nieuwe_structuur\2013\sap1_93\P_all | F:\UPOD\Cell_DLE\CSV_files_raw_nieuwe_structuur\2013\sap1_93\P_all\6_1312ap.csv | 142
v4 | P_All | 1 | 6_1312ap.csv | F:\UPOD\Cell_DLE\CSV_files_raw_nieuwe_structuur\2013\sap1_93\m12 | F:\UPOD\Cell_DLE\CSV_files_raw_nieuwe_structuur\2013\sap1_93\m12\6_1312ap.csv | 24
v4 | P_All | 1 | 6_1403ap.csv | F:\UPOD\Cell_DLE\CSV_files_raw_nieuwe_structuur\2013\sap1_93\m12 | F:\UPOD\Cell_DLE\CSV_files_raw_nieuwe_structuur\2013\sap1_93\m12\6_1403ap.csv | 337
v4 | P_All | 1 | 6_1403ap.csv | F:\UPOD\Cell_DLE\CSV_files_raw_nieuwe_structuur\2014\sap1_93\m03 | F:\UPOD\Cell_DLE\CSV_files_raw_nieuwe_structuur\2014\sap1_93\m03\6_1403ap.csv | 337
v5 | A_PoliV3 | 1 | 6_1404aa.csv | F:\UPOD\Cell_DLE\CSV_files_raw_nieuwe_structuur\2014\sap1_93\m04 | F:\UPOD\Cell_DLE\CSV_files_raw_nieuwe_structuur\2014\sap1_93\m04\6_1404aa.csv | 227
v5 | A_PoliV3 | 1 | 6_1405aa.csv | F:\UPOD\Cell_DLE\CSV_files_raw_nieuwe_structuur\2014\sap1_93\m05 | F:\UPOD\Cell_DLE\CSV_files_raw_nieuwe_structuur\2014\sap1_93\m05\6_1405aa.csv | 188
v5 | A_PoliV3 | 1 | 6_1406aa.csv | F:\UPOD\Cell_DLE\CSV_files_raw_nieuwe_structuur\2014\sap1_93\m06 | F:\UPOD\Cell_DLE\CSV_files_raw_nieuwe_structuur\2014\sap1_93\m06\6_1406aa.csv | 306
v5 | A_PoliV3 | 1 | 6_1408aa.csv | F:\UPOD\Cell_DLE\CSV_files_raw_nieuwe_structuur\2014\sap1_93\m08 | F:\UPOD\Cell_DLE\CSV_files_raw_nieuwe_structuur\2014\sap1_93\m08\6_1408aa.csv | 478
v5 | Full | 3 | 42192az_dlext_20140110_4155_4259.csv | F:\UPOD\Cell_DLE\CSV_files_raw_nieuwe_structuur\2014\sap3_92\m01 | F:\UPOD\Cell_DLE\CSV_files_raw_nieuwe_structuur\2014\sap3_92\m01\42192az_dlext_20140110_4155_4259.csv | 105
v5 | Full | 3 | 42192az_dlext_20140111_4260_4322.csv | F:\UPOD\Cell_DLE\CSV_files_raw_nieuwe_structuur\2014\sap3_92\m01 | F:\UPOD\Cell_DLE\CSV_files_raw_nieuwe_structuur\2014\sap3_92\m01\42192az_dlext_20140111_4260_4322.csv | 63
v5 | Full | 3 | 42192az_dlext_20140112_4323_4387.csv | F:\UPOD\Cell_DLE\CSV_files_raw_nieuwe_structuur\2014\sap3_92\m01 | F:\UPOD\Cell_DLE\CSV_files_raw_nieuwe_structuur\2014\sap3_92\m01\42192az_dlext_20140112_4323_4387.csv | 65
v5 | Full | 3 | 42192az_dlext_20140113_4388_4523.csv | F:\UPOD\Cell_DLE\CSV_files_raw_nieuwe_structuur\2014\sap3_92\m01 | F:\UPOD\Cell_DLE\CSV_files_raw_nieuwe_structuur\2014\sap3_92\m01\42192az_dlext_20140113_4388_4523.csv | 136
v5 | Full | 3 | 42192az_dlext_20140114_4524_4706.csv | F:\UPOD\Cell_DLE\CSV_files_raw_nieuwe_structuur\2014\sap3_92\m01 | F:\UPOD\Cell_DLE\CSV_files_raw_nieuwe_structuur\2014\sap3_92\m01\42192az_dlext_20140114_4524_4706.csv | 183
v5 | Full | 3 | 42192az_dlext_20140115_4707_4841.csv | F:\UPOD\Cell_DLE\CSV_files_raw_nieuwe_structuur\2014\sap3_92\m01 | F:\UPOD\Cell_DLE\CSV_files_raw_nieuwe_structuur\2014\sap3_92\m01\42192az_dlext_20140115_4707_4841.csv | 135
v5 | Full | 3 | 42192az_dlext_20140116_4842_4994.csv | F:\UPOD\Cell_DLE\CSV_files_raw_nieuwe_structuur\2014\sap3_92\m01 | F:\UPOD\Cell_DLE\CSV_files_raw_nieuwe_structuur\2014\sap3_92\m01\42192az_dlext_20140116_4842_4994.csv | 153
v5 | Full | 3 | 42192az_dlext_20140117_4995_5165.csv | F:\UPOD\Cell_DLE\CSV_files_raw_nieuwe_structuur\2014\sap3_92\m01 | F:\UPOD\Cell_DLE\CSV_files_raw_nieuwe_structuur\2014\sap3_92\m01\42192az_dlext_20140117_4995_5165.csv | 171
v5 | Full | 3 | 42192az_dlext_20140118_5166_5215.csv | F:\UPOD\Cell_DLE\CSV_files_raw_nieuwe_structuur\2014\sap3_92\m01 | F:\UPOD\Cell_DLE\CSV_files_raw_nieuwe_structuur\2014\sap3_92\m01\42192az_dlext_20140118_5166_5215.csv | 50
v5 | Full | 3 | 42192az_dlext_20140119_5216_5273.csv | F:\UPOD\Cell_DLE\CSV_files_raw_nieuwe_structuur\2014\sap3_92\m01 | F:\UPOD\Cell_DLE\CSV_files_raw_nieuwe_structuur\2014\sap3_92\m01\42192az_dlext_20140119_5216_5273.csv | 58
v5 | Full | 3 | 42192az_dlext_20140120_5274_5405.csv | F:\UPOD\Cell_DLE\CSV_files_raw_nieuwe_structuur\2014\sap3_92\m01 | F:\UPOD\Cell_DLE\CSV_files_raw_nieuwe_structuur\2014\sap3_92\m01\42192az_dlext_20140120_5274_5405.csv | 132
v5 | Full | 3 | 42192az_dlext_20140121_5406_5499.csv | F:\UPOD\Cell_DLE\CSV_files_raw_nieuwe_structuur\2014\sap3_92\m01 | F:\UPOD\Cell_DLE\CSV_files_raw_nieuwe_structuur\2014\sap3_92\m01\42192az_dlext_20140121_5406_5499.csv | 94
v5 | Full | 3 | 42192az_dlext_20140122_5500_5704.csv | F:\UPOD\Cell_DLE\CSV_files_raw_nieuwe_structuur\2014\sap3_92\m01 | F:\UPOD\Cell_DLE\CSV_files_raw_nieuwe_structuur\2014\sap3_92\m01\42192az_dlext_20140122_5500_5704.csv | 205
v5 | Full | 3 | 42192az_dlext_20140123_5705_5928.csv | F:\UPOD\Cell_DLE\CSV_files_raw_nieuwe_structuur\2014\sap3_92\m01 | F:\UPOD\Cell_DLE\CSV_files_raw_nieuwe_structuur\2014\sap3_92\m01\42192az_dlext_20140123_5705_5928.csv | 224
v5 | Full | 3 | 42192az_dlext_20140124_5929_6048.csv | F:\UPOD\Cell_DLE\CSV_files_raw_nieuwe_structuur\2014\sap3_92\m01 | F:\UPOD\Cell_DLE\CSV_files_raw_nieuwe_structuur\2014\sap3_92\m01\42192az_dlext_20140124_5929_6048.csv | 120
v5 | Full | 3 | 42192az_dlext_20140125_6049_6105.csv | F:\UPOD\Cell_DLE\CSV_files_raw_nieuwe_structuur\2014\sap3_92\m01 | F:\UPOD\Cell_DLE\CSV_files_raw_nieuwe_structuur\2014\sap3_92\m01\42192az_dlext_20140125_6049_6105.csv | 57
v5 | Full | 3 | 42192az_dlext_20140126_6106_6195.csv | F:\UPOD\Cell_DLE\CSV_files_raw_nieuwe_structuur\2014\sap3_92\m01 | F:\UPOD\Cell_DLE\CSV_files_raw_nieuwe_structuur\2014\sap3_92\m01\42192az_dlext_20140126_6106_6195.csv | 90
v5 | Full | 3 | 42192az_dlext_20140127_6196_6350.csv | F:\UPOD\Cell_DLE\CSV_files_raw_nieuwe_structuur\2014\sap3_92\m01 | F:\UPOD\Cell_DLE\CSV_files_raw_nieuwe_structuur\2014\sap3_92\m01\42192az_dlext_20140127_6196_6350.csv | 155
v5 | Full | 3 | 42192az_dlext_20140128_6351_6527.csv | F:\UPOD\Cell_DLE\CSV_files_raw_nieuwe_structuur\2014\sap3_92\m01 | F:\UPOD\Cell_DLE\CSV_files_raw_nieuwe_structuur\2014\sap3_92\m01\42192az_dlext_20140128_6351_6527.csv | 177
v5 | Full | 3 | 42192az_dlext_20140129_6528_6641.csv | F:\UPOD\Cell_DLE\CSV_files_raw_nieuwe_structuur\2014\sap3_92\m01 | F:\UPOD\Cell_DLE\CSV_files_raw_nieuwe_structuur\2014\sap3_92\m01\42192az_dlext_20140129_6528_6641.csv | 114
v5 | Full | 3 | 42192az_dlext_20140130_6642_6768.csv | F:\UPOD\Cell_DLE\CSV_files_raw_nieuwe_structuur\2014\sap3_92\m01 | F:\UPOD\Cell_DLE\CSV_files_raw_nieuwe_structuur\2014\sap3_92\m01\42192az_dlext_20140130_6642_6768.csv | 127
v5 | Full | 3 | 42192az_dlext_20140131_6769_6913.csv | F:\UPOD\Cell_DLE\CSV_files_raw_nieuwe_structuur\2014\sap3_92\m01 | F:\UPOD\Cell_DLE\CSV_files_raw_nieuwe_structuur\2014\sap3_92\m01\42192az_dlext_20140131_6769_6913.csv | 145
v5 | Full | 3 | 42192az_dlext_20140201_6914_6981.csv | F:\UPOD\Cell_DLE\CSV_files_raw_nieuwe_structuur\2014\sap3_92\m02 | F:\UPOD\Cell_DLE\CSV_files_raw_nieuwe_structuur\2014\sap3_92\m02\42192az_dlext_20140201_6914_6981.csv | 68
v5 | Full | 3 | 42192az_dlext_20140202_6982_7051.csv | F:\UPOD\Cell_DLE\CSV_files_raw_nieuwe_structuur\2014\sap3_92\m02 | F:\UPOD\Cell_DLE\CSV_files_raw_nieuwe_structuur\2014\sap3_92\m02\42192az_dlext_20140202_6982_7051.csv | 70
v5 | Full | 3 | 42192az_dlext_20140203_7052_7200.csv | F:\UPOD\Cell_DLE\CSV_files_raw_nieuwe_structuur\2014\sap3_92\m02 | F:\UPOD\Cell_DLE\CSV_files_raw_nieuwe_structuur\2014\sap3_92\m02\42192az_dlext_20140203_7052_7200.csv | 149
v5 | Full | 3 | 42192az_dlext_20140204_7201_7298.csv | F:\UPOD\Cell_DLE\CSV_files_raw_nieuwe_structuur\2014\sap3_92\m02 | F:\UPOD\Cell_DLE\CSV_files_raw_nieuwe_structuur\2014\sap3_92\m02\42192az_dlext_20140204_7201_7298.csv | 98
v5 | Full | 3 | 42192az_dlext_20140205_7299_7443.csv | F:\UPOD\Cell_DLE\CSV_files_raw_nieuwe_structuur\2014\sap3_92\m02 | F:\UPOD\Cell_DLE\CSV_files_raw_nieuwe_structuur\2014\sap3_92\m02\42192az_dlext_20140205_7299_7443.csv | 145
v5 | Full | 3 | 42192az_dlext_20140206_7444_7562.csv | F:\UPOD\Cell_DLE\CSV_files_raw_nieuwe_structuur\2014\sap3_92\m02 | F:\UPOD\Cell_DLE\CSV_files_raw_nieuwe_structuur\2014\sap3_92\m02\42192az_dlext_20140206_7444_7562.csv | 119
v5 | Full | 3 | 42192az_dlext_20140207_7563_7673.csv | F:\UPOD\Cell_DLE\CSV_files_raw_nieuwe_structuur\2014\sap3_92\m02 | F:\UPOD\Cell_DLE\CSV_files_raw_nieuwe_structuur\2014\sap3_92\m02\42192az_dlext_20140207_7563_7673.csv | 111
v5 | Full | 3 | 42192az_dlext_20140208_7674_7710.csv | F:\UPOD\Cell_DLE\CSV_files_raw_nieuwe_structuur\2014\sap3_92\m02 | F:\UPOD\Cell_DLE\CSV_files_raw_nieuwe_structuur\2014\sap3_92\m02\42192az_dlext_20140208_7674_7710.csv | 37
v5 | Full | 3 | 42192az_dlext_20140209_7711_7751.csv | F:\UPOD\Cell_DLE\CSV_files_raw_nieuwe_structuur\2014\sap3_92\m02 | F:\UPOD\Cell_DLE\CSV_files_raw_nieuwe_structuur\2014\sap3_92\m02\42192az_dlext_20140209_7711_7751.csv | 41
v5 | Full | 3 | 42192az_dlext_20140210_7752_7895.csv | F:\UPOD\Cell_DLE\CSV_files_raw_nieuwe_structuur\2014\sap3_92\m02 | F:\UPOD\Cell_DLE\CSV_files_raw_nieuwe_structuur\2014\sap3_92\m02\42192az_dlext_20140210_7752_7895.csv | 144
v5 | Full | 3 | 42192az_dlext_20140211_7896_8075.csv | F:\UPOD\Cell_DLE\CSV_files_raw_nieuwe_structuur\2014\sap3_92\m02 | F:\UPOD\Cell_DLE\CSV_files_raw_nieuwe_structuur\2014\sap3_92\m02\42192az_dlext_20140211_7896_8075.csv | 180
v5 | Full | 3 | 42192az_dlext_20140212_8076_8233.csv | F:\UPOD\Cell_DLE\CSV_files_raw_nieuwe_structuur\2014\sap3_92\m02 | F:\UPOD\Cell_DLE\CSV_files_raw_nieuwe_structuur\2014\sap3_92\m02\42192az_dlext_20140212_8076_8233.csv | 158
v5 | Full | 3 | 42192az_dlext_20140213_8234_8353.csv | F:\UPOD\Cell_DLE\CSV_files_raw_nieuwe_structuur\2014\sap3_92\m02 | F:\UPOD\Cell_DLE\CSV_files_raw_nieuwe_structuur\2014\sap3_92\m02\42192az_dlext_20140213_8234_8353.csv | 120
v5 | Full | 3 | 42192az_dlext_20140214_8354_8460.csv | F:\UPOD\Cell_DLE\CSV_files_raw_nieuwe_structuur\2014\sap3_92\m02 | F:\UPOD\Cell_DLE\CSV_files_raw_nieuwe_structuur\2014\sap3_92\m02\42192az_dlext_20140214_8354_8460.csv | 107
v5 | Full | 3 | 42192az_dlext_20140215_8461_8528.csv | F:\UPOD\Cell_DLE\CSV_files_raw_nieuwe_structuur\2014\sap3_92\m02 | F:\UPOD\Cell_DLE\CSV_files_raw_nieuwe_structuur\2014\sap3_92\m02\42192az_dlext_20140215_8461_8528.csv | 68
v5 | Full | 3 | 42192az_dlext_20140216_8529_8600.csv | F:\UPOD\Cell_DLE\CSV_files_raw_nieuwe_structuur\2014\sap3_92\m02 | F:\UPOD\Cell_DLE\CSV_files_raw_nieuwe_structuur\2014\sap3_92\m02\42192az_dlext_20140216_8529_8600.csv | 72
v5 | Full | 3 | 42192az_dlext_20140217_8601_8725.csv | F:\UPOD\Cell_DLE\CSV_files_raw_nieuwe_structuur\2014\sap3_92\m02 | F:\UPOD\Cell_DLE\CSV_files_raw_nieuwe_structuur\2014\sap3_92\m02\42192az_dlext_20140217_8601_8725.csv | 125
v5 | Full | 3 | 42192az_dlext_20140218_8726_8824.csv | F:\UPOD\Cell_DLE\CSV_files_raw_nieuwe_structuur\2014\sap3_92\m02 | F:\UPOD\Cell_DLE\CSV_files_raw_nieuwe_structuur\2014\sap3_92\m02\42192az_dlext_20140218_8726_8824.csv | 99
v5 | Full | 3 | 42192az_dlext_20140219_8825_8913.csv | F:\UPOD\Cell_DLE\CSV_files_raw_nieuwe_structuur\2014\sap3_92\m02 | F:\UPOD\Cell_DLE\CSV_files_raw_nieuwe_structuur\2014\sap3_92\m02\42192az_dlext_20140219_8825_8913.csv | 89
v5 | Full | 3 | 42192az_dlext_20140220_8914_9025.csv | F:\UPOD\Cell_DLE\CSV_files_raw_nieuwe_structuur\2014\sap3_92\m02 | F:\UPOD\Cell_DLE\CSV_files_raw_nieuwe_structuur\2014\sap3_92\m02\42192az_dlext_20140220_8914_9025.csv | 112
v5 | Full | 3 | 42192az_dlext_20140221_9026_9134.csv | F:\UPOD\Cell_DLE\CSV_files_raw_nieuwe_structuur\2014\sap3_92\m02 | F:\UPOD\Cell_DLE\CSV_files_raw_nieuwe_structuur\2014\sap3_92\m02\42192az_dlext_20140221_9026_9134.csv | 109
v5 | Full | 3 | 42192az_dlext_20140222_9135_9203.csv | F:\UPOD\Cell_DLE\CSV_files_raw_nieuwe_structuur\2014\sap3_92\m02 | F:\UPOD\Cell_DLE\CSV_files_raw_nieuwe_structuur\2014\sap3_92\m02\42192az_dlext_20140222_9135_9203.csv | 69
v5 | Full | 3 | 42192az_dlext_20140223_9204_9263.csv | F:\UPOD\Cell_DLE\CSV_files_raw_nieuwe_structuur\2014\sap3_92\m02 | F:\UPOD\Cell_DLE\CSV_files_raw_nieuwe_structuur\2014\sap3_92\m02\42192az_dlext_20140223_9204_9263.csv | 60
v5 | Full | 3 | 42192az_dlext_20140224_9264_9411.csv | F:\UPOD\Cell_DLE\CSV_files_raw_nieuwe_structuur\2014\sap3_92\m02 | F:\UPOD\Cell_DLE\CSV_files_raw_nieuwe_structuur\2014\sap3_92\m02\42192az_dlext_20140224_9264_9411.csv | 148
v5 | Full | 3 | 42192az_dlext_20140225_9412_9526.csv | F:\UPOD\Cell_DLE\CSV_files_raw_nieuwe_structuur\2014\sap3_92\m02 | F:\UPOD\Cell_DLE\CSV_files_raw_nieuwe_structuur\2014\sap3_92\m02\42192az_dlext_20140225_9412_9526.csv | 115
v5 | Full | 3 | 42192az_dlext_20140226_9527_9646.csv | F:\UPOD\Cell_DLE\CSV_files_raw_nieuwe_structuur\2014\sap3_92\m02 | F:\UPOD\Cell_DLE\CSV_files_raw_nieuwe_structuur\2014\sap3_92\m02\42192az_dlext_20140226_9527_9646.csv | 120
v5 | Full | 3 | 42192az_dlext_20140227_9647_9839.csv | F:\UPOD\Cell_DLE\CSV_files_raw_nieuwe_structuur\2014\sap3_92\m02 | F:\UPOD\Cell_DLE\CSV_files_raw_nieuwe_structuur\2014\sap3_92\m02\42192az_dlext_20140227_9647_9839.csv | 193
v5 | Full | 3 | 42192az_dlext_20140228_9840_9958.csv | F:\UPOD\Cell_DLE\CSV_files_raw_nieuwe_structuur\2014\sap3_92\m02 | F:\UPOD\Cell_DLE\CSV_files_raw_nieuwe_structuur\2014\sap3_92\m02\42192az_dlext_20140228_9840_9958.csv | 119
v5 | Full | 3 | 42192az_dlext_20140301_9959_0006.csv | F:\UPOD\Cell_DLE\CSV_files_raw_nieuwe_structuur\2014\sap3_92\m03 | F:\UPOD\Cell_DLE\CSV_files_raw_nieuwe_structuur\2014\sap3_92\m03\42192az_dlext_20140301_9959_0006.csv | 48
v5 | Full | 3 | 42192az_dlext_20140302_0007_0065.csv | F:\UPOD\Cell_DLE\CSV_files_raw_nieuwe_structuur\2014\sap3_92\m03 | F:\UPOD\Cell_DLE\CSV_files_raw_nieuwe_structuur\2014\sap3_92\m03\42192az_dlext_20140302_0007_0065.csv | 59
v5 | Full | 3 | 42192az_dlext_20140303_0066_0312.csv | F:\UPOD\Cell_DLE\CSV_files_raw_nieuwe_structuur\2014\sap3_92\m03 | F:\UPOD\Cell_DLE\CSV_files_raw_nieuwe_structuur\2014\sap3_92\m03\42192az_dlext_20140303_0066_0312.csv | 247
v5 | Full | 3 | 42192az_dlext_20140304_0313_0405.csv | F:\UPOD\Cell_DLE\CSV_files_raw_nieuwe_structuur\2014\sap3_92\m03 | F:\UPOD\Cell_DLE\CSV_files_raw_nieuwe_structuur\2014\sap3_92\m03\42192az_dlext_20140304_0313_0405.csv | 93
v5 | Full | 3 | 42192az_dlext_20140305_0406_0485.csv | F:\UPOD\Cell_DLE\CSV_files_raw_nieuwe_structuur\2014\sap3_92\m03 | F:\UPOD\Cell_DLE\CSV_files_raw_nieuwe_structuur\2014\sap3_92\m03\42192az_dlext_20140305_0406_0485.csv | 80
v5 | Full | 3 | 42192az_dlext_20140306_0486_0595.csv | F:\UPOD\Cell_DLE\CSV_files_raw_nieuwe_structuur\2014\sap3_92\m03 | F:\UPOD\Cell_DLE\CSV_files_raw_nieuwe_structuur\2014\sap3_92\m03\42192az_dlext_20140306_0486_0595.csv | 110
v5 | Full | 3 | 42192az_dlext_20140307_0596_0679.csv | F:\UPOD\Cell_DLE\CSV_files_raw_nieuwe_structuur\2014\sap3_92\m03 | F:\UPOD\Cell_DLE\CSV_files_raw_nieuwe_structuur\2014\sap3_92\m03\42192az_dlext_20140307_0596_0679.csv | 84
v5 | Full | 3 | 42192az_dlext_20140308_0680_0739.csv | F:\UPOD\Cell_DLE\CSV_files_raw_nieuwe_structuur\2014\sap3_92\m03 | F:\UPOD\Cell_DLE\CSV_files_raw_nieuwe_structuur\2014\sap3_92\m03\42192az_dlext_20140308_0680_0739.csv | 60
v5 | Full | 3 | 42192az_dlext_20140309_0740_0803.csv | F:\UPOD\Cell_DLE\CSV_files_raw_nieuwe_structuur\2014\sap3_92\m03 | F:\UPOD\Cell_DLE\CSV_files_raw_nieuwe_structuur\2014\sap3_92\m03\42192az_dlext_20140309_0740_0803.csv | 64
v5 | Full | 3 | 42192az_dlext_20140310_0804_0918.csv | F:\UPOD\Cell_DLE\CSV_files_raw_nieuwe_structuur\2014\sap3_92\m03 | F:\UPOD\Cell_DLE\CSV_files_raw_nieuwe_structuur\2014\sap3_92\m03\42192az_dlext_20140310_0804_0918.csv | 115
v5 | Full | 3 | 42192az_dlext_20140311_0919_1045.csv | F:\UPOD\Cell_DLE\CSV_files_raw_nieuwe_structuur\2014\sap3_92\m03 | F:\UPOD\Cell_DLE\CSV_files_raw_nieuwe_structuur\2014\sap3_92\m03\42192az_dlext_20140311_0919_1045.csv | 127
v5 | Full | 3 | 42192az_dlext_20140312_1046_1163.csv | F:\UPOD\Cell_DLE\CSV_files_raw_nieuwe_structuur\2014\sap3_92\m03 | F:\UPOD\Cell_DLE\CSV_files_raw_nieuwe_structuur\2014\sap3_92\m03\42192az_dlext_20140312_1046_1163.csv | 118
v5 | Full | 3 | 42192az_dlext_20140313_1164_1403.csv | F:\UPOD\Cell_DLE\CSV_files_raw_nieuwe_structuur\2014\sap3_92\m03 | F:\UPOD\Cell_DLE\CSV_files_raw_nieuwe_structuur\2014\sap3_92\m03\42192az_dlext_20140313_1164_1403.csv | 240
v5 | Full | 3 | 42192az_dlext_20140314_1404_1654.csv | F:\UPOD\Cell_DLE\CSV_files_raw_nieuwe_structuur\2014\sap3_92\m03 | F:\UPOD\Cell_DLE\CSV_files_raw_nieuwe_structuur\2014\sap3_92\m03\42192az_dlext_20140314_1404_1654.csv | 251
v5 | Full | 3 | 42192az_dlext_20140315_1655_1711.csv | F:\UPOD\Cell_DLE\CSV_files_raw_nieuwe_structuur\2014\sap3_92\m03 | F:\UPOD\Cell_DLE\CSV_files_raw_nieuwe_structuur\2014\sap3_92\m03\42192az_dlext_20140315_1655_1711.csv | 57
v5 | Full | 3 | 42192az_dlext_20140316_1712_1759.csv | F:\UPOD\Cell_DLE\CSV_files_raw_nieuwe_structuur\2014\sap3_92\m03 | F:\UPOD\Cell_DLE\CSV_files_raw_nieuwe_structuur\2014\sap3_92\m03\42192az_dlext_20140316_1712_1759.csv | 48
v5 | Full | 3 | 42192az_dlext_20140317_1760_1873.csv | F:\UPOD\Cell_DLE\CSV_files_raw_nieuwe_structuur\2014\sap3_92\m03 | F:\UPOD\Cell_DLE\CSV_files_raw_nieuwe_structuur\2014\sap3_92\m03\42192az_dlext_20140317_1760_1873.csv | 114
v5 | Full | 3 | 42192az_dlext_20140318_1874_2116.csv | F:\UPOD\Cell_DLE\CSV_files_raw_nieuwe_structuur\2014\sap3_92\m03 | F:\UPOD\Cell_DLE\CSV_files_raw_nieuwe_structuur\2014\sap3_92\m03\42192az_dlext_20140318_1874_2116.csv | 243
v5 | Full | 3 | 42192az_dlext_20140319_2117_2233.csv | F:\UPOD\Cell_DLE\CSV_files_raw_nieuwe_structuur\2014\sap3_92\m03 | F:\UPOD\Cell_DLE\CSV_files_raw_nieuwe_structuur\2014\sap3_92\m03\42192az_dlext_20140319_2117_2233.csv | 117
v5 | Full | 3 | 42192az_dlext_20140320_2234_2395.csv | F:\UPOD\Cell_DLE\CSV_files_raw_nieuwe_structuur\2014\sap3_92\m03 | F:\UPOD\Cell_DLE\CSV_files_raw_nieuwe_structuur\2014\sap3_92\m03\42192az_dlext_20140320_2234_2395.csv | 162
v5 | Full | 3 | 42192az_dlext_20140321_2396_2547.csv | F:\UPOD\Cell_DLE\CSV_files_raw_nieuwe_structuur\2014\sap3_92\m03 | F:\UPOD\Cell_DLE\CSV_files_raw_nieuwe_structuur\2014\sap3_92\m03\42192az_dlext_20140321_2396_2547.csv | 152
v5 | Full | 3 | 42192az_dlext_20140322_2548_2582.csv | F:\UPOD\Cell_DLE\CSV_files_raw_nieuwe_structuur\2014\sap3_92\m03 | F:\UPOD\Cell_DLE\CSV_files_raw_nieuwe_structuur\2014\sap3_92\m03\42192az_dlext_20140322_2548_2582.csv | 35
v5 | Full | 3 | 42192az_dlext_20140323_2583_2623.csv | F:\UPOD\Cell_DLE\CSV_files_raw_nieuwe_structuur\2014\sap3_92\m03 | F:\UPOD\Cell_DLE\CSV_files_raw_nieuwe_structuur\2014\sap3_92\m03\42192az_dlext_20140323_2583_2623.csv | 41
v5 | Full | 3 | 42192az_dlext_20140324_2624_2767.csv | F:\UPOD\Cell_DLE\CSV_files_raw_nieuwe_structuur\2014\sap3_92\m03 | F:\UPOD\Cell_DLE\CSV_files_raw_nieuwe_structuur\2014\sap3_92\m03\42192az_dlext_20140324_2624_2767.csv | 144
v5 | Full | 3 | 42192az_dlext_20140325_2768_2970.csv | F:\UPOD\Cell_DLE\CSV_files_raw_nieuwe_structuur\2014\sap3_92\m03 | F:\UPOD\Cell_DLE\CSV_files_raw_nieuwe_structuur\2014\sap3_92\m03\42192az_dlext_20140325_2768_2970.csv | 203
v5 | Full | 3 | 42192az_dlext_20140326_2971_3076.csv | F:\UPOD\Cell_DLE\CSV_files_raw_nieuwe_structuur\2014\sap3_92\m03 | F:\UPOD\Cell_DLE\CSV_files_raw_nieuwe_structuur\2014\sap3_92\m03\42192az_dlext_20140326_2971_3076.csv | 106
v5 | Full | 3 | 42192az_dlext_20140327_3077_3249.csv | F:\UPOD\Cell_DLE\CSV_files_raw_nieuwe_structuur\2014\sap3_92\m03 | F:\UPOD\Cell_DLE\CSV_files_raw_nieuwe_structuur\2014\sap3_92\m03\42192az_dlext_20140327_3077_3249.csv | 173
v5 | Full | 3 | 42192az_dlext_20140328_3250_3357.csv | F:\UPOD\Cell_DLE\CSV_files_raw_nieuwe_structuur\2014\sap3_92\m03 | F:\UPOD\Cell_DLE\CSV_files_raw_nieuwe_structuur\2014\sap3_92\m03\42192az_dlext_20140328_3250_3357.csv | 108
v5 | Full | 3 | 42192az_dlext_20140329_3358_3447.csv | F:\UPOD\Cell_DLE\CSV_files_raw_nieuwe_structuur\2014\sap3_92\m03 | F:\UPOD\Cell_DLE\CSV_files_raw_nieuwe_structuur\2014\sap3_92\m03\42192az_dlext_20140329_3358_3447.csv | 90
v5 | Full | 3 | 42192az_dlext_20140330_3448_3506.csv | F:\UPOD\Cell_DLE\CSV_files_raw_nieuwe_structuur\2014\sap3_92\m03 | F:\UPOD\Cell_DLE\CSV_files_raw_nieuwe_structuur\2014\sap3_92\m03\42192az_dlext_20140330_3448_3506.csv | 59
v5 | Full | 3 | 42192az_dlext_20140331_3507_3642.csv | F:\UPOD\Cell_DLE\CSV_files_raw_nieuwe_structuur\2014\sap3_92\m03 | F:\UPOD\Cell_DLE\CSV_files_raw_nieuwe_structuur\2014\sap3_92\m03\42192az_dlext_20140331_3507_3642.csv | 136
v5 | Full | 3 | 42192az_dlext_20140401_3643_3736.csv | F:\UPOD\Cell_DLE\CSV_files_raw_nieuwe_structuur\2014\sap3_92\m04 | F:\UPOD\Cell_DLE\CSV_files_raw_nieuwe_structuur\2014\sap3_92\m04\42192az_dlext_20140401_3643_3736.csv | 94
v5 | Full | 3 | 42192az_dlext_20140402_3737_3847.csv | F:\UPOD\Cell_DLE\CSV_files_raw_nieuwe_structuur\2014\sap3_92\m04 | F:\UPOD\Cell_DLE\CSV_files_raw_nieuwe_structuur\2014\sap3_92\m04\42192az_dlext_20140402_3737_3847.csv | 111
v5 | Full | 3 | 42192az_dlext_20140403_3848_3977.csv | F:\UPOD\Cell_DLE\CSV_files_raw_nieuwe_structuur\2014\sap3_92\m04 | F:\UPOD\Cell_DLE\CSV_files_raw_nieuwe_structuur\2014\sap3_92\m04\42192az_dlext_20140403_3848_3977.csv | 130
v5 | Full | 3 | 42192az_dlext_20140404_3978_4074.csv | F:\UPOD\Cell_DLE\CSV_files_raw_nieuwe_structuur\2014\sap3_92\m04 | F:\UPOD\Cell_DLE\CSV_files_raw_nieuwe_structuur\2014\sap3_92\m04\42192az_dlext_20140404_3978_4074.csv | 97
v5 | Full | 3 | 42192az_dlext_20140405_4075_4149.csv | F:\UPOD\Cell_DLE\CSV_files_raw_nieuwe_structuur\2014\sap3_92\m04 | F:\UPOD\Cell_DLE\CSV_files_raw_nieuwe_structuur\2014\sap3_92\m04\42192az_dlext_20140405_4075_4149.csv | 75
v5 | Full | 3 | 42192az_dlext_20140406_4150_4195.csv | F:\UPOD\Cell_DLE\CSV_files_raw_nieuwe_structuur\2014\sap3_92\m04 | F:\UPOD\Cell_DLE\CSV_files_raw_nieuwe_structuur\2014\sap3_92\m04\42192az_dlext_20140406_4150_4195.csv | 46
v5 | Full | 3 | 42192az_dlext_20140407_4196_4325.csv | F:\UPOD\Cell_DLE\CSV_files_raw_nieuwe_structuur\2014\sap3_92\m04 | F:\UPOD\Cell_DLE\CSV_files_raw_nieuwe_structuur\2014\sap3_92\m04\42192az_dlext_20140407_4196_4325.csv | 130
v5 | Full | 3 | 42192az_dlext_20140408_4326_4512.csv | F:\UPOD\Cell_DLE\CSV_files_raw_nieuwe_structuur\2014\sap3_92\m04 | F:\UPOD\Cell_DLE\CSV_files_raw_nieuwe_structuur\2014\sap3_92\m04\42192az_dlext_20140408_4326_4512.csv | 187
v5 | Full | 3 | 42192az_dlext_20140409_4513_4625.csv | F:\UPOD\Cell_DLE\CSV_files_raw_nieuwe_structuur\2014\sap3_92\m04 | F:\UPOD\Cell_DLE\CSV_files_raw_nieuwe_structuur\2014\sap3_92\m04\42192az_dlext_20140409_4513_4625.csv | 113
v5 | Full | 3 | 42192az_dlext_20140410_4626_4736.csv | F:\UPOD\Cell_DLE\CSV_files_raw_nieuwe_structuur\2014\sap3_92\m04 | F:\UPOD\Cell_DLE\CSV_files_raw_nieuwe_structuur\2014\sap3_92\m04\42192az_dlext_20140410_4626_4736.csv | 111
v5 | Full | 3 | 42192az_dlext_20140411_4737_4865.csv | F:\UPOD\Cell_DLE\CSV_files_raw_nieuwe_structuur\2014\sap3_92\m04 | F:\UPOD\Cell_DLE\CSV_files_raw_nieuwe_structuur\2014\sap3_92\m04\42192az_dlext_20140411_4737_4865.csv | 129
v5 | Full | 3 | 42192az_dlext_20140412_4866_4941.csv | F:\UPOD\Cell_DLE\CSV_files_raw_nieuwe_structuur\2014\sap3_92\m04 | F:\UPOD\Cell_DLE\CSV_files_raw_nieuwe_structuur\2014\sap3_92\m04\42192az_dlext_20140412_4866_4941.csv | 76
v5 | Full | 3 | 42192az_dlext_20140413_4942_4998.csv | F:\UPOD\Cell_DLE\CSV_files_raw_nieuwe_structuur\2014\sap3_92\m04 | F:\UPOD\Cell_DLE\CSV_files_raw_nieuwe_structuur\2014\sap3_92\m04\42192az_dlext_20140413_4942_4998.csv | 57
v5 | Full | 3 | 42192az_dlext_20140414_4999_5210.csv | F:\UPOD\Cell_DLE\CSV_files_raw_nieuwe_structuur\2014\sap3_92\m04 | F:\UPOD\Cell_DLE\CSV_files_raw_nieuwe_structuur\2014\sap3_92\m04\42192az_dlext_20140414_4999_5210.csv | 212
v5 | Full | 3 | 42192az_dlext_20140415_5211_5350.csv | F:\UPOD\Cell_DLE\CSV_files_raw_nieuwe_structuur\2014\sap3_92\m04 | F:\UPOD\Cell_DLE\CSV_files_raw_nieuwe_structuur\2014\sap3_92\m04\42192az_dlext_20140415_5211_5350.csv | 140
v5 | Full | 3 | 42192az_dlext_20140416_5351_5518.csv | F:\UPOD\Cell_DLE\CSV_files_raw_nieuwe_structuur\2014\sap3_92\m04 | F:\UPOD\Cell_DLE\CSV_files_raw_nieuwe_structuur\2014\sap3_92\m04\42192az_dlext_20140416_5351_5518.csv | 168
v5 | Full | 3 | 42192az_dlext_20140417_5519_5692.csv | F:\UPOD\Cell_DLE\CSV_files_raw_nieuwe_structuur\2014\sap3_92\m04 | F:\UPOD\Cell_DLE\CSV_files_raw_nieuwe_structuur\2014\sap3_92\m04\42192az_dlext_20140417_5519_5692.csv | 174
v5 | Full | 3 | 42192az_dlext_20140418_5693_5778.csv | F:\UPOD\Cell_DLE\CSV_files_raw_nieuwe_structuur\2014\sap3_92\m04 | F:\UPOD\Cell_DLE\CSV_files_raw_nieuwe_structuur\2014\sap3_92\m04\42192az_dlext_20140418_5693_5778.csv | 86
v5 | Full | 3 | 42192az_dlext_20140419_5779_5851.csv | F:\UPOD\Cell_DLE\CSV_files_raw_nieuwe_structuur\2014\sap3_92\m04 | F:\UPOD\Cell_DLE\CSV_files_raw_nieuwe_structuur\2014\sap3_92\m04\42192az_dlext_20140419_5779_5851.csv | 73
v5 | Full | 3 | 42192az_dlext_20140420_5852_5903.csv | F:\UPOD\Cell_DLE\CSV_files_raw_nieuwe_structuur\2014\sap3_92\m04 | F:\UPOD\Cell_DLE\CSV_files_raw_nieuwe_structuur\2014\sap3_92\m04\42192az_dlext_20140420_5852_5903.csv | 52
v5 | Full | 3 | 42192az_dlext_20140421_5904_5985.csv | F:\UPOD\Cell_DLE\CSV_files_raw_nieuwe_structuur\2014\sap3_92\m04 | F:\UPOD\Cell_DLE\CSV_files_raw_nieuwe_structuur\2014\sap3_92\m04\42192az_dlext_20140421_5904_5985.csv | 82
v5 | Full | 3 | 42192az_dlext_20140422_5986_6164.csv | F:\UPOD\Cell_DLE\CSV_files_raw_nieuwe_structuur\2014\sap3_92\m04 | F:\UPOD\Cell_DLE\CSV_files_raw_nieuwe_structuur\2014\sap3_92\m04\42192az_dlext_20140422_5986_6164.csv | 179
v5 | Full | 3 | 42192az_dlext_20140423_6165_6343.csv | F:\UPOD\Cell_DLE\CSV_files_raw_nieuwe_structuur\2014\sap3_92\m04 | F:\UPOD\Cell_DLE\CSV_files_raw_nieuwe_structuur\2014\sap3_92\m04\42192az_dlext_20140423_6165_6343.csv | 179
v5 | Full | 3 | 42192az_dlext_20140424_6344_6551.csv | F:\UPOD\Cell_DLE\CSV_files_raw_nieuwe_structuur\2014\sap3_92\m04 | F:\UPOD\Cell_DLE\CSV_files_raw_nieuwe_structuur\2014\sap3_92\m04\42192az_dlext_20140424_6344_6551.csv | 208
v5 | Full | 3 | 42192az_dlext_20140425_6552_6811.csv | F:\UPOD\Cell_DLE\CSV_files_raw_nieuwe_structuur\2014\sap3_92\m04 | F:\UPOD\Cell_DLE\CSV_files_raw_nieuwe_structuur\2014\sap3_92\m04\42192az_dlext_20140425_6552_6811.csv | 260
v5 | Full | 3 | 42192az_dlext_20140426_6812_6879.csv | F:\UPOD\Cell_DLE\CSV_files_raw_nieuwe_structuur\2014\sap3_92\m04 | F:\UPOD\Cell_DLE\CSV_files_raw_nieuwe_structuur\2014\sap3_92\m04\42192az_dlext_20140426_6812_6879.csv | 68
v5 | Full | 3 | 42192az_dlext_20140427_6880_6958.csv | F:\UPOD\Cell_DLE\CSV_files_raw_nieuwe_structuur\2014\sap3_92\m04 | F:\UPOD\Cell_DLE\CSV_files_raw_nieuwe_structuur\2014\sap3_92\m04\42192az_dlext_20140427_6880_6958.csv | 79
v5 | Full | 3 | 42192az_dlext_20140428_6959_7132.csv | F:\UPOD\Cell_DLE\CSV_files_raw_nieuwe_structuur\2014\sap3_92\m04 | F:\UPOD\Cell_DLE\CSV_files_raw_nieuwe_structuur\2014\sap3_92\m04\42192az_dlext_20140428_6959_7132.csv | 174
v5 | Full | 3 | 42192az_dlext_20140429_7133_7283.csv | F:\UPOD\Cell_DLE\CSV_files_raw_nieuwe_structuur\2014\sap3_92\m04 | F:\UPOD\Cell_DLE\CSV_files_raw_nieuwe_structuur\2014\sap3_92\m04\42192az_dlext_20140429_7133_7283.csv | 151
v5 | Full | 3 | 42192az_dlext_20140430_7284_7516.csv | F:\UPOD\Cell_DLE\CSV_files_raw_nieuwe_structuur\2014\sap3_92\m04 | F:\UPOD\Cell_DLE\CSV_files_raw_nieuwe_structuur\2014\sap3_92\m04\42192az_dlext_20140430_7284_7516.csv | 233
v5 | Full | 3 | 42192az_dlext_20140430_7284_7516.csv | F:\UPOD\Cell_DLE\CSV_files_raw_nieuwe_structuur\2014\sap3_92\m05 | F:\UPOD\Cell_DLE\CSV_files_raw_nieuwe_structuur\2014\sap3_92\m05\42192az_dlext_20140430_7284_7516.csv | 233
v5 | Full | 3 | 42192az_dlext_20140501_7517_7690.csv | F:\UPOD\Cell_DLE\CSV_files_raw_nieuwe_structuur\2014\sap3_92\m05 | F:\UPOD\Cell_DLE\CSV_files_raw_nieuwe_structuur\2014\sap3_92\m05\42192az_dlext_20140501_7517_7690.csv | 174
v5 | Full | 3 | 42192az_dlext_20140502_7691_7831.csv | F:\UPOD\Cell_DLE\CSV_files_raw_nieuwe_structuur\2014\sap3_92\m05 | F:\UPOD\Cell_DLE\CSV_files_raw_nieuwe_structuur\2014\sap3_92\m05\42192az_dlext_20140502_7691_7831.csv | 141
v5 | Full | 3 | 42192az_dlext_20140503_7832_7902.csv | F:\UPOD\Cell_DLE\CSV_files_raw_nieuwe_structuur\2014\sap3_92\m05 | F:\UPOD\Cell_DLE\CSV_files_raw_nieuwe_structuur\2014\sap3_92\m05\42192az_dlext_20140503_7832_7902.csv | 71
v5 | Full | 3 | 42192az_dlext_20140504_7903_7969.csv | F:\UPOD\Cell_DLE\CSV_files_raw_nieuwe_structuur\2014\sap3_92\m05 | F:\UPOD\Cell_DLE\CSV_files_raw_nieuwe_structuur\2014\sap3_92\m05\42192az_dlext_20140504_7903_7969.csv | 67
v5 | Full | 3 | 42192az_dlext_20140505_7970_8203.csv | F:\UPOD\Cell_DLE\CSV_files_raw_nieuwe_structuur\2014\sap3_92\m05 | F:\UPOD\Cell_DLE\CSV_files_raw_nieuwe_structuur\2014\sap3_92\m05\42192az_dlext_20140505_7970_8203.csv | 234
v5 | Full | 3 | 42192az_dlext_20140506_8204_8326.csv | F:\UPOD\Cell_DLE\CSV_files_raw_nieuwe_structuur\2014\sap3_92\m05 | F:\UPOD\Cell_DLE\CSV_files_raw_nieuwe_structuur\2014\sap3_92\m05\42192az_dlext_20140506_8204_8326.csv | 123
v5 | Full | 3 | 42192az_dlext_20140507_8327_8466.csv | F:\UPOD\Cell_DLE\CSV_files_raw_nieuwe_structuur\2014\sap3_92\m05 | F:\UPOD\Cell_DLE\CSV_files_raw_nieuwe_structuur\2014\sap3_92\m05\42192az_dlext_20140507_8327_8466.csv | 140
v5 | Full | 3 | 42192az_dlext_20140508_8467_8653.csv | F:\UPOD\Cell_DLE\CSV_files_raw_nieuwe_structuur\2014\sap3_92\m05 | F:\UPOD\Cell_DLE\CSV_files_raw_nieuwe_structuur\2014\sap3_92\m05\42192az_dlext_20140508_8467_8653.csv | 187
v5 | Full | 3 | 42192az_dlext_20140509_8654_8791.csv | F:\UPOD\Cell_DLE\CSV_files_raw_nieuwe_structuur\2014\sap3_92\m05 | F:\UPOD\Cell_DLE\CSV_files_raw_nieuwe_structuur\2014\sap3_92\m05\42192az_dlext_20140509_8654_8791.csv | 138
v5 | Full | 3 | 42192az_dlext_20140510_8792_8858.csv | F:\UPOD\Cell_DLE\CSV_files_raw_nieuwe_structuur\2014\sap3_92\m05 | F:\UPOD\Cell_DLE\CSV_files_raw_nieuwe_structuur\2014\sap3_92\m05\42192az_dlext_20140510_8792_8858.csv | 67
v5 | Full | 3 | 42192az_dlext_20140511_8859_8927.csv | F:\UPOD\Cell_DLE\CSV_files_raw_nieuwe_structuur\2014\sap3_92\m05 | F:\UPOD\Cell_DLE\CSV_files_raw_nieuwe_structuur\2014\sap3_92\m05\42192az_dlext_20140511_8859_8927.csv | 69
v5 | Full | 3 | 42192az_dlext_20140512_8928_9161.csv | F:\UPOD\Cell_DLE\CSV_files_raw_nieuwe_structuur\2014\sap3_92\m05 | F:\UPOD\Cell_DLE\CSV_files_raw_nieuwe_structuur\2014\sap3_92\m05\42192az_dlext_20140512_8928_9161.csv | 234
v5 | Full | 3 | 42192az_dlext_20140513_9162_9268.csv | F:\UPOD\Cell_DLE\CSV_files_raw_nieuwe_structuur\2014\sap3_92\m05 | F:\UPOD\Cell_DLE\CSV_files_raw_nieuwe_structuur\2014\sap3_92\m05\42192az_dlext_20140513_9162_9268.csv | 107
v5 | Full | 3 | 42192az_dlext_20140514_9269_9426.csv | F:\UPOD\Cell_DLE\CSV_files_raw_nieuwe_structuur\2014\sap3_92\m05 | F:\UPOD\Cell_DLE\CSV_files_raw_nieuwe_structuur\2014\sap3_92\m05\42192az_dlext_20140514_9269_9426.csv | 158
v5 | Full | 3 | 42192az_dlext_20140515_9427_9662.csv | F:\UPOD\Cell_DLE\CSV_files_raw_nieuwe_structuur\2014\sap3_92\m05 | F:\UPOD\Cell_DLE\CSV_files_raw_nieuwe_structuur\2014\sap3_92\m05\42192az_dlext_20140515_9427_9662.csv | 236
v5 | Full | 3 | 42192az_dlext_20140516_9663_9820.csv | F:\UPOD\Cell_DLE\CSV_files_raw_nieuwe_structuur\2014\sap3_92\m05 | F:\UPOD\Cell_DLE\CSV_files_raw_nieuwe_structuur\2014\sap3_92\m05\42192az_dlext_20140516_9663_9820.csv | 158
v5 | Full | 3 | 42192az_dlext_20140517_9821_9874.csv | F:\UPOD\Cell_DLE\CSV_files_raw_nieuwe_structuur\2014\sap3_92\m05 | F:\UPOD\Cell_DLE\CSV_files_raw_nieuwe_structuur\2014\sap3_92\m05\42192az_dlext_20140517_9821_9874.csv | 54
v5 | Full | 3 | 42192az_dlext_20140518_9875_9936.csv | F:\UPOD\Cell_DLE\CSV_files_raw_nieuwe_structuur\2014\sap3_92\m05 | F:\UPOD\Cell_DLE\CSV_files_raw_nieuwe_structuur\2014\sap3_92\m05\42192az_dlext_20140518_9875_9936.csv | 62
v5 | Full | 3 | 42192az_dlext_20140519_9937_0119.csv | F:\UPOD\Cell_DLE\CSV_files_raw_nieuwe_structuur\2014\sap3_92\m05 | F:\UPOD\Cell_DLE\CSV_files_raw_nieuwe_structuur\2014\sap3_92\m05\42192az_dlext_20140519_9937_0119.csv | 183
v5 | Full | 3 | 42192az_dlext_20140520_0120_0305.csv | F:\UPOD\Cell_DLE\CSV_files_raw_nieuwe_structuur\2014\sap3_92\m05 | F:\UPOD\Cell_DLE\CSV_files_raw_nieuwe_structuur\2014\sap3_92\m05\42192az_dlext_20140520_0120_0305.csv | 186
v5 | Full | 3 | 42192az_dlext_20140521_0306_0433.csv | F:\UPOD\Cell_DLE\CSV_files_raw_nieuwe_structuur\2014\sap3_92\m05 | F:\UPOD\Cell_DLE\CSV_files_raw_nieuwe_structuur\2014\sap3_92\m05\42192az_dlext_20140521_0306_0433.csv | 128
v5 | Full | 3 | 42192az_dlext_20140522_0434_0699.csv | F:\UPOD\Cell_DLE\CSV_files_raw_nieuwe_structuur\2014\sap3_92\m05 | F:\UPOD\Cell_DLE\CSV_files_raw_nieuwe_structuur\2014\sap3_92\m05\42192az_dlext_20140522_0434_0699.csv | 266
v5 | Full | 3 | 42192az_dlext_20140523_0700_0830.csv | F:\UPOD\Cell_DLE\CSV_files_raw_nieuwe_structuur\2014\sap3_92\m05 | F:\UPOD\Cell_DLE\CSV_files_raw_nieuwe_structuur\2014\sap3_92\m05\42192az_dlext_20140523_0700_0830.csv | 131
v5 | Full | 3 | 42192az_dlext_20140524_0831_0899.csv | F:\UPOD\Cell_DLE\CSV_files_raw_nieuwe_structuur\2014\sap3_92\m05 | F:\UPOD\Cell_DLE\CSV_files_raw_nieuwe_structuur\2014\sap3_92\m05\42192az_dlext_20140524_0831_0899.csv | 69
v5 | Full | 3 | 42192az_dlext_20140525_0900_0973.csv | F:\UPOD\Cell_DLE\CSV_files_raw_nieuwe_structuur\2014\sap3_92\m05 | F:\UPOD\Cell_DLE\CSV_files_raw_nieuwe_structuur\2014\sap3_92\m05\42192az_dlext_20140525_0900_0973.csv | 74
v5 | Full | 3 | 42192az_dlext_20140526_0974_1186.csv | F:\UPOD\Cell_DLE\CSV_files_raw_nieuwe_structuur\2014\sap3_92\m05 | F:\UPOD\Cell_DLE\CSV_files_raw_nieuwe_structuur\2014\sap3_92\m05\42192az_dlext_20140526_0974_1186.csv | 213
v5 | Full | 3 | 42192az_dlext_20140527_1187_1304.csv | F:\UPOD\Cell_DLE\CSV_files_raw_nieuwe_structuur\2014\sap3_92\m05 | F:\UPOD\Cell_DLE\CSV_files_raw_nieuwe_structuur\2014\sap3_92\m05\42192az_dlext_20140527_1187_1304.csv | 118
v5 | Full | 3 | 42192az_dlext_20140528_1305_1437.csv | F:\UPOD\Cell_DLE\CSV_files_raw_nieuwe_structuur\2014\sap3_92\m05 | F:\UPOD\Cell_DLE\CSV_files_raw_nieuwe_structuur\2014\sap3_92\m05\42192az_dlext_20140528_1305_1437.csv | 133
v5 | Full | 3 | 42192az_dlext_20140529_1438_1530.csv | F:\UPOD\Cell_DLE\CSV_files_raw_nieuwe_structuur\2014\sap3_92\m05 | F:\UPOD\Cell_DLE\CSV_files_raw_nieuwe_structuur\2014\sap3_92\m05\42192az_dlext_20140529_1438_1530.csv | 93
v5 | Full | 3 | 42192az_dlext_20140530_1531_1557.csv | F:\UPOD\Cell_DLE\CSV_files_raw_nieuwe_structuur\2014\sap3_92\m05 | F:\UPOD\Cell_DLE\CSV_files_raw_nieuwe_structuur\2014\sap3_92\m05\42192az_dlext_20140530_1531_1557.csv | 27
v5 | Full | 3 | 42192az_dlext_20140531_1558_1605.csv | F:\UPOD\Cell_DLE\CSV_files_raw_nieuwe_structuur\2014\sap3_92\m05 | F:\UPOD\Cell_DLE\CSV_files_raw_nieuwe_structuur\2014\sap3_92\m05\42192az_dlext_20140531_1558_1605.csv | 48
v5 | Full | 3 | 42192az_dlext_20140601_1606_1654.csv | F:\UPOD\Cell_DLE\CSV_files_raw_nieuwe_structuur\2014\sap3_92\m06 | F:\UPOD\Cell_DLE\CSV_files_raw_nieuwe_structuur\2014\sap3_92\m06\42192az_dlext_20140601_1606_1654.csv | 49
v5 | Full | 3 | 42192az_dlext_20140602_1655_1832.csv | F:\UPOD\Cell_DLE\CSV_files_raw_nieuwe_structuur\2014\sap3_92\m06 | F:\UPOD\Cell_DLE\CSV_files_raw_nieuwe_structuur\2014\sap3_92\m06\42192az_dlext_20140602_1655_1832.csv | 178
v5 | Full | 3 | 42192az_dlext_20140603_1833_1995.csv | F:\UPOD\Cell_DLE\CSV_files_raw_nieuwe_structuur\2014\sap3_92\m06 | F:\UPOD\Cell_DLE\CSV_files_raw_nieuwe_structuur\2014\sap3_92\m06\42192az_dlext_20140603_1833_1995.csv | 163
v5 | Full | 3 | 42192az_dlext_20140604_1996_2170.csv | F:\UPOD\Cell_DLE\CSV_files_raw_nieuwe_structuur\2014\sap3_92\m06 | F:\UPOD\Cell_DLE\CSV_files_raw_nieuwe_structuur\2014\sap3_92\m06\42192az_dlext_20140604_1996_2170.csv | 175
v5 | Full | 3 | 42192az_dlext_20140605_2171_2328.csv | F:\UPOD\Cell_DLE\CSV_files_raw_nieuwe_structuur\2014\sap3_92\m06 | F:\UPOD\Cell_DLE\CSV_files_raw_nieuwe_structuur\2014\sap3_92\m06\42192az_dlext_20140605_2171_2328.csv | 158
v5 | Full | 3 | 42192az_dlext_20140606_2329_2481.csv | F:\UPOD\Cell_DLE\CSV_files_raw_nieuwe_structuur\2014\sap3_92\m06 | F:\UPOD\Cell_DLE\CSV_files_raw_nieuwe_structuur\2014\sap3_92\m06\42192az_dlext_20140606_2329_2481.csv | 153
v5 | Full | 3 | 42192az_dlext_20140607_2482_2543.csv | F:\UPOD\Cell_DLE\CSV_files_raw_nieuwe_structuur\2014\sap3_92\m06 | F:\UPOD\Cell_DLE\CSV_files_raw_nieuwe_structuur\2014\sap3_92\m06\42192az_dlext_20140607_2482_2543.csv | 62
v5 | Full | 3 | 42192az_dlext_20140608_2544_2625.csv | F:\UPOD\Cell_DLE\CSV_files_raw_nieuwe_structuur\2014\sap3_92\m06 | F:\UPOD\Cell_DLE\CSV_files_raw_nieuwe_structuur\2014\sap3_92\m06\42192az_dlext_20140608_2544_2625.csv | 82
v5 | Full | 3 | 42192az_dlext_20140609_2626_2691.csv | F:\UPOD\Cell_DLE\CSV_files_raw_nieuwe_structuur\2014\sap3_92\m06 | F:\UPOD\Cell_DLE\CSV_files_raw_nieuwe_structuur\2014\sap3_92\m06\42192az_dlext_20140609_2626_2691.csv | 66
v5 | Full | 3 | 42192az_dlext_20140610_2692_2847.csv | F:\UPOD\Cell_DLE\CSV_files_raw_nieuwe_structuur\2014\sap3_92\m06 | F:\UPOD\Cell_DLE\CSV_files_raw_nieuwe_structuur\2014\sap3_92\m06\42192az_dlext_20140610_2692_2847.csv | 156
v5 | Full | 3 | 42192az_dlext_20140611_2848_3039.csv | F:\UPOD\Cell_DLE\CSV_files_raw_nieuwe_structuur\2014\sap3_92\m06 | F:\UPOD\Cell_DLE\CSV_files_raw_nieuwe_structuur\2014\sap3_92\m06\42192az_dlext_20140611_2848_3039.csv | 192
v5 | Full | 3 | 42192az_dlext_20140612_3040_3183.csv | F:\UPOD\Cell_DLE\CSV_files_raw_nieuwe_structuur\2014\sap3_92\m06 | F:\UPOD\Cell_DLE\CSV_files_raw_nieuwe_structuur\2014\sap3_92\m06\42192az_dlext_20140612_3040_3183.csv | 144
v5 | Full | 3 | 42192az_dlext_20140613_3184_3290.csv | F:\UPOD\Cell_DLE\CSV_files_raw_nieuwe_structuur\2014\sap3_92\m06 | F:\UPOD\Cell_DLE\CSV_files_raw_nieuwe_structuur\2014\sap3_92\m06\42192az_dlext_20140613_3184_3290.csv | 107
v5 | Full | 3 | 42192az_dlext_20140614_3291_3365.csv | F:\UPOD\Cell_DLE\CSV_files_raw_nieuwe_structuur\2014\sap3_92\m06 | F:\UPOD\Cell_DLE\CSV_files_raw_nieuwe_structuur\2014\sap3_92\m06\42192az_dlext_20140614_3291_3365.csv | 75
v5 | Full | 3 | 42192az_dlext_20140615_3366_3419.csv | F:\UPOD\Cell_DLE\CSV_files_raw_nieuwe_structuur\2014\sap3_92\m06 | F:\UPOD\Cell_DLE\CSV_files_raw_nieuwe_structuur\2014\sap3_92\m06\42192az_dlext_20140615_3366_3419.csv | 54
v5 | Full | 3 | 42192az_dlext_20140616_3420_3597.csv | F:\UPOD\Cell_DLE\CSV_files_raw_nieuwe_structuur\2014\sap3_92\m06 | F:\UPOD\Cell_DLE\CSV_files_raw_nieuwe_structuur\2014\sap3_92\m06\42192az_dlext_20140616_3420_3597.csv | 178
v5 | Full | 3 | 42192az_dlext_20140617_3598_3821.csv | F:\UPOD\Cell_DLE\CSV_files_raw_nieuwe_structuur\2014\sap3_92\m06 | F:\UPOD\Cell_DLE\CSV_files_raw_nieuwe_structuur\2014\sap3_92\m06\42192az_dlext_20140617_3598_3821.csv | 224
v5 | Full | 3 | 42192az_dlext_20140618_3822_3980.csv | F:\UPOD\Cell_DLE\CSV_files_raw_nieuwe_structuur\2014\sap3_92\m06 | F:\UPOD\Cell_DLE\CSV_files_raw_nieuwe_structuur\2014\sap3_92\m06\42192az_dlext_20140618_3822_3980.csv | 159
v5 | Full | 3 | 42192az_dlext_20140619_3981_4134.csv | F:\UPOD\Cell_DLE\CSV_files_raw_nieuwe_structuur\2014\sap3_92\m06 | F:\UPOD\Cell_DLE\CSV_files_raw_nieuwe_structuur\2014\sap3_92\m06\42192az_dlext_20140619_3981_4134.csv | 154
v5 | Full | 3 | 42192az_dlext_20140620_4135_4278.csv | F:\UPOD\Cell_DLE\CSV_files_raw_nieuwe_structuur\2014\sap3_92\m06 | F:\UPOD\Cell_DLE\CSV_files_raw_nieuwe_structuur\2014\sap3_92\m06\42192az_dlext_20140620_4135_4278.csv | 144
v5 | Full | 3 | 42192az_dlext_20140621_4279_4358.csv | F:\UPOD\Cell_DLE\CSV_files_raw_nieuwe_structuur\2014\sap3_92\m06 | F:\UPOD\Cell_DLE\CSV_files_raw_nieuwe_structuur\2014\sap3_92\m06\42192az_dlext_20140621_4279_4358.csv | 80
v5 | Full | 3 | 42192az_dlext_20140622_4359_4442.csv | F:\UPOD\Cell_DLE\CSV_files_raw_nieuwe_structuur\2014\sap3_92\m06 | F:\UPOD\Cell_DLE\CSV_files_raw_nieuwe_structuur\2014\sap3_92\m06\42192az_dlext_20140622_4359_4442.csv | 84
v5 | Full | 3 | 42192az_dlext_20140623_4443_4669.csv | F:\UPOD\Cell_DLE\CSV_files_raw_nieuwe_structuur\2014\sap3_92\m06 | F:\UPOD\Cell_DLE\CSV_files_raw_nieuwe_structuur\2014\sap3_92\m06\42192az_dlext_20140623_4443_4669.csv | 227
v5 | Full | 3 | 42192az_dlext_20140624_4670_4820.csv | F:\UPOD\Cell_DLE\CSV_files_raw_nieuwe_structuur\2014\sap3_92\m06 | F:\UPOD\Cell_DLE\CSV_files_raw_nieuwe_structuur\2014\sap3_92\m06\42192az_dlext_20140624_4670_4820.csv | 151
v5 | Full | 3 | 42192az_dlext_20140625_4821_5005.csv | F:\UPOD\Cell_DLE\CSV_files_raw_nieuwe_structuur\2014\sap3_92\m06 | F:\UPOD\Cell_DLE\CSV_files_raw_nieuwe_structuur\2014\sap3_92\m06\42192az_dlext_20140625_4821_5005.csv | 185
v5 | Full | 3 | 42192az_dlext_20140626_5006_5158.csv | F:\UPOD\Cell_DLE\CSV_files_raw_nieuwe_structuur\2014\sap3_92\m06 | F:\UPOD\Cell_DLE\CSV_files_raw_nieuwe_structuur\2014\sap3_92\m06\42192az_dlext_20140626_5006_5158.csv | 153
v5 | Full | 3 | 42192az_dlext_20140627_5159_5313.csv | F:\UPOD\Cell_DLE\CSV_files_raw_nieuwe_structuur\2014\sap3_92\m06 | F:\UPOD\Cell_DLE\CSV_files_raw_nieuwe_structuur\2014\sap3_92\m06\42192az_dlext_20140627_5159_5313.csv | 155
v5 | Full | 3 | 42192az_dlext_20140628_5314_5404.csv | F:\UPOD\Cell_DLE\CSV_files_raw_nieuwe_structuur\2014\sap3_92\m06 | F:\UPOD\Cell_DLE\CSV_files_raw_nieuwe_structuur\2014\sap3_92\m06\42192az_dlext_20140628_5314_5404.csv | 91
v5 | Full | 3 | 42192az_dlext_20140629_5405_5459.csv | F:\UPOD\Cell_DLE\CSV_files_raw_nieuwe_structuur\2014\sap3_92\m06 | F:\UPOD\Cell_DLE\CSV_files_raw_nieuwe_structuur\2014\sap3_92\m06\42192az_dlext_20140629_5405_5459.csv | 55
v5 | Full | 3 | 42192az_dlext_20140630_5460_5611.csv | F:\UPOD\Cell_DLE\CSV_files_raw_nieuwe_structuur\2014\sap3_92\m06 | F:\UPOD\Cell_DLE\CSV_files_raw_nieuwe_structuur\2014\sap3_92\m06\42192az_dlext_20140630_5460_5611.csv | 152
v5 | Full | 3 | 42192az_dlext_20140701_5612_5765.csv | F:\UPOD\Cell_DLE\CSV_files_raw_nieuwe_structuur\2014\sap3_92\m07 | F:\UPOD\Cell_DLE\CSV_files_raw_nieuwe_structuur\2014\sap3_92\m07\42192az_dlext_20140701_5612_5765.csv | 154
v5 | Full | 3 | 42192az_dlext_20140702_5766_5900.csv | F:\UPOD\Cell_DLE\CSV_files_raw_nieuwe_structuur\2014\sap3_92\m07 | F:\UPOD\Cell_DLE\CSV_files_raw_nieuwe_structuur\2014\sap3_92\m07\42192az_dlext_20140702_5766_5900.csv | 135
v5 | Full | 3 | 42192az_dlext_20140703_5901_6061.csv | F:\UPOD\Cell_DLE\CSV_files_raw_nieuwe_structuur\2014\sap3_92\m07 | F:\UPOD\Cell_DLE\CSV_files_raw_nieuwe_structuur\2014\sap3_92\m07\42192az_dlext_20140703_5901_6061.csv | 161
v5 | Full | 3 | 42192az_dlext_20140704_6062_6209.csv | F:\UPOD\Cell_DLE\CSV_files_raw_nieuwe_structuur\2014\sap3_92\m07 | F:\UPOD\Cell_DLE\CSV_files_raw_nieuwe_structuur\2014\sap3_92\m07\42192az_dlext_20140704_6062_6209.csv | 148
v5 | Full | 3 | 42192az_dlext_20140705_6210_6255.csv | F:\UPOD\Cell_DLE\CSV_files_raw_nieuwe_structuur\2014\sap3_92\m07 | F:\UPOD\Cell_DLE\CSV_files_raw_nieuwe_structuur\2014\sap3_92\m07\42192az_dlext_20140705_6210_6255.csv | 46
v5 | Full | 3 | 42192az_dlext_20140706_6256_6308.csv | F:\UPOD\Cell_DLE\CSV_files_raw_nieuwe_structuur\2014\sap3_92\m07 | F:\UPOD\Cell_DLE\CSV_files_raw_nieuwe_structuur\2014\sap3_92\m07\42192az_dlext_20140706_6256_6308.csv | 53
v5 | Full | 3 | 42192az_dlext_20140707_6309_6592.csv | F:\UPOD\Cell_DLE\CSV_files_raw_nieuwe_structuur\2014\sap3_92\m07 | F:\UPOD\Cell_DLE\CSV_files_raw_nieuwe_structuur\2014\sap3_92\m07\42192az_dlext_20140707_6309_6592.csv | 284
v5 | Full | 3 | 42192az_dlext_20140708_6593_6712.csv | F:\UPOD\Cell_DLE\CSV_files_raw_nieuwe_structuur\2014\sap3_92\m07 | F:\UPOD\Cell_DLE\CSV_files_raw_nieuwe_structuur\2014\sap3_92\m07\42192az_dlext_20140708_6593_6712.csv | 120
v5 | Full | 3 | 42192az_dlext_20140709_6713_6838.csv | F:\UPOD\Cell_DLE\CSV_files_raw_nieuwe_structuur\2014\sap3_92\m07 | F:\UPOD\Cell_DLE\CSV_files_raw_nieuwe_structuur\2014\sap3_92\m07\42192az_dlext_20140709_6713_6838.csv | 126
v5 | Full | 3 | 42192az_dlext_20140710_6839_7067.csv | F:\UPOD\Cell_DLE\CSV_files_raw_nieuwe_structuur\2014\sap3_92\m07 | F:\UPOD\Cell_DLE\CSV_files_raw_nieuwe_structuur\2014\sap3_92\m07\42192az_dlext_20140710_6839_7067.csv | 229
v5 | Full | 3 | 42192az_dlext_20140711_7068_7197.csv | F:\UPOD\Cell_DLE\CSV_files_raw_nieuwe_structuur\2014\sap3_92\m07 | F:\UPOD\Cell_DLE\CSV_files_raw_nieuwe_structuur\2014\sap3_92\m07\42192az_dlext_20140711_7068_7197.csv | 130
v5 | Full | 3 | 42192az_dlext_20140712_7198_7247.csv | F:\UPOD\Cell_DLE\CSV_files_raw_nieuwe_structuur\2014\sap3_92\m07 | F:\UPOD\Cell_DLE\CSV_files_raw_nieuwe_structuur\2014\sap3_92\m07\42192az_dlext_20140712_7198_7247.csv | 50
v5 | Full | 3 | 42192az_dlext_20140713_7248_7293.csv | F:\UPOD\Cell_DLE\CSV_files_raw_nieuwe_structuur\2014\sap3_92\m07 | F:\UPOD\Cell_DLE\CSV_files_raw_nieuwe_structuur\2014\sap3_92\m07\42192az_dlext_20140713_7248_7293.csv | 46
v5 | Full | 3 | 42192az_dlext_20140714_7294_7499.csv | F:\UPOD\Cell_DLE\CSV_files_raw_nieuwe_structuur\2014\sap3_92\m07 | F:\UPOD\Cell_DLE\CSV_files_raw_nieuwe_structuur\2014\sap3_92\m07\42192az_dlext_20140714_7294_7499.csv | 206
v5 | Full | 3 | 42192az_dlext_20140715_7500_7704.csv | F:\UPOD\Cell_DLE\CSV_files_raw_nieuwe_structuur\2014\sap3_92\m07 | F:\UPOD\Cell_DLE\CSV_files_raw_nieuwe_structuur\2014\sap3_92\m07\42192az_dlext_20140715_7500_7704.csv | 205
v5 | Full | 3 | 42192az_dlext_20140716_7705_7843.csv | F:\UPOD\Cell_DLE\CSV_files_raw_nieuwe_structuur\2014\sap3_92\m07 | F:\UPOD\Cell_DLE\CSV_files_raw_nieuwe_structuur\2014\sap3_92\m07\42192az_dlext_20140716_7705_7843.csv | 139
v5 | Full | 3 | 42192az_dlext_20140717_7844_7983.csv | F:\UPOD\Cell_DLE\CSV_files_raw_nieuwe_structuur\2014\sap3_92\m07 | F:\UPOD\Cell_DLE\CSV_files_raw_nieuwe_structuur\2014\sap3_92\m07\42192az_dlext_20140717_7844_7983.csv | 140
v5 | Full | 3 | 42192az_dlext_20140718_7984_8124.csv | F:\UPOD\Cell_DLE\CSV_files_raw_nieuwe_structuur\2014\sap3_92\m07 | F:\UPOD\Cell_DLE\CSV_files_raw_nieuwe_structuur\2014\sap3_92\m07\42192az_dlext_20140718_7984_8124.csv | 141
v5 | Full | 3 | 42192az_dlext_20140719_8125_8189.csv | F:\UPOD\Cell_DLE\CSV_files_raw_nieuwe_structuur\2014\sap3_92\m07 | F:\UPOD\Cell_DLE\CSV_files_raw_nieuwe_structuur\2014\sap3_92\m07\42192az_dlext_20140719_8125_8189.csv | 65
v5 | Full | 3 | 42192az_dlext_20140720_8190_8267.csv | F:\UPOD\Cell_DLE\CSV_files_raw_nieuwe_structuur\2014\sap3_92\m07 | F:\UPOD\Cell_DLE\CSV_files_raw_nieuwe_structuur\2014\sap3_92\m07\42192az_dlext_20140720_8190_8267.csv | 78
v5 | Full | 3 | 42192az_dlext_20140721_8268_8416.csv | F:\UPOD\Cell_DLE\CSV_files_raw_nieuwe_structuur\2014\sap3_92\m07 | F:\UPOD\Cell_DLE\CSV_files_raw_nieuwe_structuur\2014\sap3_92\m07\42192az_dlext_20140721_8268_8416.csv | 149
v5 | Full | 3 | 42192az_dlext_20140722_8417_8539.csv | F:\UPOD\Cell_DLE\CSV_files_raw_nieuwe_structuur\2014\sap3_92\m07 | F:\UPOD\Cell_DLE\CSV_files_raw_nieuwe_structuur\2014\sap3_92\m07\42192az_dlext_20140722_8417_8539.csv | 123
v5 | Full | 3 | 42192az_dlext_20140723_8540_8726.csv | F:\UPOD\Cell_DLE\CSV_files_raw_nieuwe_structuur\2014\sap3_92\m07 | F:\UPOD\Cell_DLE\CSV_files_raw_nieuwe_structuur\2014\sap3_92\m07\42192az_dlext_20140723_8540_8726.csv | 187
v5 | Full | 3 | 42192az_dlext_20140724_8727_8850.csv | F:\UPOD\Cell_DLE\CSV_files_raw_nieuwe_structuur\2014\sap3_92\m07 | F:\UPOD\Cell_DLE\CSV_files_raw_nieuwe_structuur\2014\sap3_92\m07\42192az_dlext_20140724_8727_8850.csv | 124
v5 | Full | 3 | 42192az_dlext_20140725_8851_8958.csv | F:\UPOD\Cell_DLE\CSV_files_raw_nieuwe_structuur\2014\sap3_92\m07 | F:\UPOD\Cell_DLE\CSV_files_raw_nieuwe_structuur\2014\sap3_92\m07\42192az_dlext_20140725_8851_8958.csv | 108
v5 | Full | 3 | 42192az_dlext_20140726_8959_9001.csv | F:\UPOD\Cell_DLE\CSV_files_raw_nieuwe_structuur\2014\sap3_92\m07 | F:\UPOD\Cell_DLE\CSV_files_raw_nieuwe_structuur\2014\sap3_92\m07\42192az_dlext_20140726_8959_9001.csv | 43
v5 | Full | 3 | 42192az_dlext_20140727_9002_9062.csv | F:\UPOD\Cell_DLE\CSV_files_raw_nieuwe_structuur\2014\sap3_92\m07 | F:\UPOD\Cell_DLE\CSV_files_raw_nieuwe_structuur\2014\sap3_92\m07\42192az_dlext_20140727_9002_9062.csv | 61
v5 | Full | 3 | 42192az_dlext_20140728_9063_9180.csv | F:\UPOD\Cell_DLE\CSV_files_raw_nieuwe_structuur\2014\sap3_92\m07 | F:\UPOD\Cell_DLE\CSV_files_raw_nieuwe_structuur\2014\sap3_92\m07\42192az_dlext_20140728_9063_9180.csv | 118
v5 | Full | 3 | 42192az_dlext_20140729_9181_9322.csv | F:\UPOD\Cell_DLE\CSV_files_raw_nieuwe_structuur\2014\sap3_92\m07 | F:\UPOD\Cell_DLE\CSV_files_raw_nieuwe_structuur\2014\sap3_92\m07\42192az_dlext_20140729_9181_9322.csv | 142
v5 | Full | 3 | 42192az_dlext_20140730_9323_9456.csv | F:\UPOD\Cell_DLE\CSV_files_raw_nieuwe_structuur\2014\sap3_92\m07 | F:\UPOD\Cell_DLE\CSV_files_raw_nieuwe_structuur\2014\sap3_92\m07\42192az_dlext_20140730_9323_9456.csv | 134
v5 | Full | 3 | 42192az_dlext_20140731_9457_9587.csv | F:\UPOD\Cell_DLE\CSV_files_raw_nieuwe_structuur\2014\sap3_92\m08 | F:\UPOD\Cell_DLE\CSV_files_raw_nieuwe_structuur\2014\sap3_92\m08\42192az_dlext_20140731_9457_9587.csv | 131
v5 | Full | 3 | 42192az_dlext_20140801_9588_9662.csv | F:\UPOD\Cell_DLE\CSV_files_raw_nieuwe_structuur\2014\sap3_92\m08 | F:\UPOD\Cell_DLE\CSV_files_raw_nieuwe_structuur\2014\sap3_92\m08\42192az_dlext_20140801_9588_9662.csv | 75
v5 | Full | 3 | 42192az_dlext_20140802_9663_9735.csv | F:\UPOD\Cell_DLE\CSV_files_raw_nieuwe_structuur\2014\sap3_92\m08 | F:\UPOD\Cell_DLE\CSV_files_raw_nieuwe_structuur\2014\sap3_92\m08\42192az_dlext_20140802_9663_9735.csv | 73
v5 | Full | 3 | 42192az_dlext_20140803_9736_9788.csv | F:\UPOD\Cell_DLE\CSV_files_raw_nieuwe_structuur\2014\sap3_92\m08 | F:\UPOD\Cell_DLE\CSV_files_raw_nieuwe_structuur\2014\sap3_92\m08\42192az_dlext_20140803_9736_9788.csv | 53
v5 | Full | 3 | 42192az_dlext_20140804_9789_9915.csv | F:\UPOD\Cell_DLE\CSV_files_raw_nieuwe_structuur\2014\sap3_92\m08 | F:\UPOD\Cell_DLE\CSV_files_raw_nieuwe_structuur\2014\sap3_92\m08\42192az_dlext_20140804_9789_9915.csv | 127
v5 | Full | 3 | 42192az_dlext_20140805_9916_0040.csv | F:\UPOD\Cell_DLE\CSV_files_raw_nieuwe_structuur\2014\sap3_92\m08 | F:\UPOD\Cell_DLE\CSV_files_raw_nieuwe_structuur\2014\sap3_92\m08\42192az_dlext_20140805_9916_0040.csv | 125
v5 | Full | 3 | 42192az_dlext_20140806_0041_0169.csv | F:\UPOD\Cell_DLE\CSV_files_raw_nieuwe_structuur\2014\sap3_92\m08 | F:\UPOD\Cell_DLE\CSV_files_raw_nieuwe_structuur\2014\sap3_92\m08\42192az_dlext_20140806_0041_0169.csv | 129
v5 | Full | 3 | 42192az_dlext_20140807_0170_0299.csv | F:\UPOD\Cell_DLE\CSV_files_raw_nieuwe_structuur\2014\sap3_92\m08 | F:\UPOD\Cell_DLE\CSV_files_raw_nieuwe_structuur\2014\sap3_92\m08\42192az_dlext_20140807_0170_0299.csv | 130
v5 | Full | 3 | 42192az_dlext_20140808_0300_0378.csv | F:\UPOD\Cell_DLE\CSV_files_raw_nieuwe_structuur\2014\sap3_92\m08 | F:\UPOD\Cell_DLE\CSV_files_raw_nieuwe_structuur\2014\sap3_92\m08\42192az_dlext_20140808_0300_0378.csv | 79
v5 | Full | 3 | 42192az_dlext_20140809_0379_0447.csv | F:\UPOD\Cell_DLE\CSV_files_raw_nieuwe_structuur\2014\sap3_92\m08 | F:\UPOD\Cell_DLE\CSV_files_raw_nieuwe_structuur\2014\sap3_92\m08\42192az_dlext_20140809_0379_0447.csv | 69
v5 | Full | 3 | 42192az_dlext_20140810_0448_0492.csv | F:\UPOD\Cell_DLE\CSV_files_raw_nieuwe_structuur\2014\sap3_92\m08 | F:\UPOD\Cell_DLE\CSV_files_raw_nieuwe_structuur\2014\sap3_92\m08\42192az_dlext_20140810_0448_0492.csv | 45
v5 | Full | 3 | 42192az_dlext_20140811_0493_0608.csv | F:\UPOD\Cell_DLE\CSV_files_raw_nieuwe_structuur\2014\sap3_92\m08 | F:\UPOD\Cell_DLE\CSV_files_raw_nieuwe_structuur\2014\sap3_92\m08\42192az_dlext_20140811_0493_0608.csv | 116
v5 | Full | 3 | 42192az_dlext_20140812_0609_0732.csv | F:\UPOD\Cell_DLE\CSV_files_raw_nieuwe_structuur\2014\sap3_92\m08 | F:\UPOD\Cell_DLE\CSV_files_raw_nieuwe_structuur\2014\sap3_92\m08\42192az_dlext_20140812_0609_0732.csv | 124
v5 | Full | 3 | 42192az_dlext_20140813_0733_0812.csv | F:\UPOD\Cell_DLE\CSV_files_raw_nieuwe_structuur\2014\sap3_92\m08 | F:\UPOD\Cell_DLE\CSV_files_raw_nieuwe_structuur\2014\sap3_92\m08\42192az_dlext_20140813_0733_0812.csv | 80
v5 | Full | 3 | 42192az_dlext_20140814_0813_0941.csv | F:\UPOD\Cell_DLE\CSV_files_raw_nieuwe_structuur\2014\sap3_92\m08 | F:\UPOD\Cell_DLE\CSV_files_raw_nieuwe_structuur\2014\sap3_92\m08\42192az_dlext_20140814_0813_0941.csv | 129
v5 | Full | 3 | 42192az_dlext_20140815_0942_1060.csv | F:\UPOD\Cell_DLE\CSV_files_raw_nieuwe_structuur\2014\sap3_92\m08 | F:\UPOD\Cell_DLE\CSV_files_raw_nieuwe_structuur\2014\sap3_92\m08\42192az_dlext_20140815_0942_1060.csv | 119
v5 | Full | 3 | 42192az_dlext_20140816_1061_1112.csv | F:\UPOD\Cell_DLE\CSV_files_raw_nieuwe_structuur\2014\sap3_92\m08 | F:\UPOD\Cell_DLE\CSV_files_raw_nieuwe_structuur\2014\sap3_92\m08\42192az_dlext_20140816_1061_1112.csv | 52
v5 | Full | 3 | 42192az_dlext_20140817_1113_1163.csv | F:\UPOD\Cell_DLE\CSV_files_raw_nieuwe_structuur\2014\sap3_92\m08 | F:\UPOD\Cell_DLE\CSV_files_raw_nieuwe_structuur\2014\sap3_92\m08\42192az_dlext_20140817_1113_1163.csv | 51
v5 | Full | 3 | 42192az_dlext_20140818_1164_1282.csv | F:\UPOD\Cell_DLE\CSV_files_raw_nieuwe_structuur\2014\sap3_92\m08 | F:\UPOD\Cell_DLE\CSV_files_raw_nieuwe_structuur\2014\sap3_92\m08\42192az_dlext_20140818_1164_1282.csv | 119
v5 | Full | 3 | 42192az_dlext_20140819_1283_1381.csv | F:\UPOD\Cell_DLE\CSV_files_raw_nieuwe_structuur\2014\sap3_92\m08 | F:\UPOD\Cell_DLE\CSV_files_raw_nieuwe_structuur\2014\sap3_92\m08\42192az_dlext_20140819_1283_1381.csv | 99
v5 | Full | 3 | 42192az_dlext_20140820_1382_1526.csv | F:\UPOD\Cell_DLE\CSV_files_raw_nieuwe_structuur\2014\sap3_92\m08 | F:\UPOD\Cell_DLE\CSV_files_raw_nieuwe_structuur\2014\sap3_92\m08\42192az_dlext_20140820_1382_1526.csv | 145
v5 | Full | 3 | 42192az_dlext_20140821_1527_1716.csv | F:\UPOD\Cell_DLE\CSV_files_raw_nieuwe_structuur\2014\sap3_92\m08 | F:\UPOD\Cell_DLE\CSV_files_raw_nieuwe_structuur\2014\sap3_92\m08\42192az_dlext_20140821_1527_1716.csv | 190
v5 | Full | 3 | 42192az_dlext_20140822_1717_1866.csv | F:\UPOD\Cell_DLE\CSV_files_raw_nieuwe_structuur\2014\sap3_92\m08 | F:\UPOD\Cell_DLE\CSV_files_raw_nieuwe_structuur\2014\sap3_92\m08\42192az_dlext_20140822_1717_1866.csv | 150
v5 | Full | 3 | 42192az_dlext_20140823_1867_1930.csv | F:\UPOD\Cell_DLE\CSV_files_raw_nieuwe_structuur\2014\sap3_92\m08 | F:\UPOD\Cell_DLE\CSV_files_raw_nieuwe_structuur\2014\sap3_92\m08\42192az_dlext_20140823_1867_1930.csv | 64
v5 | Full | 3 | 42192az_dlext_20140824_1931_1986.csv | F:\UPOD\Cell_DLE\CSV_files_raw_nieuwe_structuur\2014\sap3_92\m08 | F:\UPOD\Cell_DLE\CSV_files_raw_nieuwe_structuur\2014\sap3_92\m08\42192az_dlext_20140824_1931_1986.csv | 56
v5 | Full | 3 | 42192az_dlext_20140825_1987_2138.csv | F:\UPOD\Cell_DLE\CSV_files_raw_nieuwe_structuur\2014\sap3_92\m08 | F:\UPOD\Cell_DLE\CSV_files_raw_nieuwe_structuur\2014\sap3_92\m08\42192az_dlext_20140825_1987_2138.csv | 152
v5 | Full | 3 | 42192az_dlext_20140826_2139_2294.csv | F:\UPOD\Cell_DLE\CSV_files_raw_nieuwe_structuur\2014\sap3_92\m08 | F:\UPOD\Cell_DLE\CSV_files_raw_nieuwe_structuur\2014\sap3_92\m08\42192az_dlext_20140826_2139_2294.csv | 156
v5 | Full | 3 | 42192az_dlext_20140827_2295_2397.csv | F:\UPOD\Cell_DLE\CSV_files_raw_nieuwe_structuur\2014\sap3_92\m08 | F:\UPOD\Cell_DLE\CSV_files_raw_nieuwe_structuur\2014\sap3_92\m08\42192az_dlext_20140827_2295_2397.csv | 103
v5 | Full | 3 | 42192az_dlext_20140828_2398_2548.csv | F:\UPOD\Cell_DLE\CSV_files_raw_nieuwe_structuur\2014\sap3_92\m08 | F:\UPOD\Cell_DLE\CSV_files_raw_nieuwe_structuur\2014\sap3_92\m08\42192az_dlext_20140828_2398_2548.csv | 151
v5 | Full | 3 | 42192az_dlext_20140829_2549_2663.csv | F:\UPOD\Cell_DLE\CSV_files_raw_nieuwe_structuur\2014\sap3_92\m08 | F:\UPOD\Cell_DLE\CSV_files_raw_nieuwe_structuur\2014\sap3_92\m08\42192az_dlext_20140829_2549_2663.csv | 115
v5 | Full | 3 | 42192az_dlext_20140830_2664_2703.csv | F:\UPOD\Cell_DLE\CSV_files_raw_nieuwe_structuur\2014\sap3_92\m08 | F:\UPOD\Cell_DLE\CSV_files_raw_nieuwe_structuur\2014\sap3_92\m08\42192az_dlext_20140830_2664_2703.csv | 40
v5 | Full | 3 | 42192az_dlext_20140831_2704_2763.csv | F:\UPOD\Cell_DLE\CSV_files_raw_nieuwe_structuur\2014\sap3_92\m08 | F:\UPOD\Cell_DLE\CSV_files_raw_nieuwe_structuur\2014\sap3_92\m08\42192az_dlext_20140831_2704_2763.csv | 60
v5 | Full | 3 | 42192az_dlext_20140901_2764_2941.csv | F:\UPOD\Cell_DLE\CSV_files_raw_nieuwe_structuur\2014\sap3_92\m09 | F:\UPOD\Cell_DLE\CSV_files_raw_nieuwe_structuur\2014\sap3_92\m09\42192az_dlext_20140901_2764_2941.csv | 178
v5 | Full | 3 | 42192az_dlext_20140902_2942_3100.csv | F:\UPOD\Cell_DLE\CSV_files_raw_nieuwe_structuur\2014\sap3_92\m09 | F:\UPOD\Cell_DLE\CSV_files_raw_nieuwe_structuur\2014\sap3_92\m09\42192az_dlext_20140902_2942_3100.csv | 159
v5 | Full | 3 | 42192az_dlext_20140903_3101_3322.csv | F:\UPOD\Cell_DLE\CSV_files_raw_nieuwe_structuur\2014\sap3_92\m09 | F:\UPOD\Cell_DLE\CSV_files_raw_nieuwe_structuur\2014\sap3_92\m09\42192az_dlext_20140903_3101_3322.csv | 222
v5 | Full | 3 | 42192az_dlext_20140904_3323_3483.csv | F:\UPOD\Cell_DLE\CSV_files_raw_nieuwe_structuur\2014\sap3_92\m09 | F:\UPOD\Cell_DLE\CSV_files_raw_nieuwe_structuur\2014\sap3_92\m09\42192az_dlext_20140904_3323_3483.csv | 161
v5 | Full | 3 | 42192az_dlext_20140905_3484_3588.csv | F:\UPOD\Cell_DLE\CSV_files_raw_nieuwe_structuur\2014\sap3_92\m09 | F:\UPOD\Cell_DLE\CSV_files_raw_nieuwe_structuur\2014\sap3_92\m09\42192az_dlext_20140905_3484_3588.csv | 105
v5 | Full | 3 | 42192az_dlext_20140906_3589_3630.csv | F:\UPOD\Cell_DLE\CSV_files_raw_nieuwe_structuur\2014\sap3_92\m09 | F:\UPOD\Cell_DLE\CSV_files_raw_nieuwe_structuur\2014\sap3_92\m09\42192az_dlext_20140906_3589_3630.csv | 42
v5 | Full | 3 | 42192az_dlext_20140907_3631_3695.csv | F:\UPOD\Cell_DLE\CSV_files_raw_nieuwe_structuur\2014\sap3_92\m09 | F:\UPOD\Cell_DLE\CSV_files_raw_nieuwe_structuur\2014\sap3_92\m09\42192az_dlext_20140907_3631_3695.csv | 65
v5 | Full | 3 | 42192az_dlext_20140908_3696_3850.csv | F:\UPOD\Cell_DLE\CSV_files_raw_nieuwe_structuur\2014\sap3_92\m09 | F:\UPOD\Cell_DLE\CSV_files_raw_nieuwe_structuur\2014\sap3_92\m09\42192az_dlext_20140908_3696_3850.csv | 155
v5 | Full | 3 | 42192az_dlext_20140909_3851_3991.csv | F:\UPOD\Cell_DLE\CSV_files_raw_nieuwe_structuur\2014\sap3_92\m09 | F:\UPOD\Cell_DLE\CSV_files_raw_nieuwe_structuur\2014\sap3_92\m09\42192az_dlext_20140909_3851_3991.csv | 141
v5 | Full | 3 | 42192az_dlext_20140910_3992_4104.csv | F:\UPOD\Cell_DLE\CSV_files_raw_nieuwe_structuur\2014\sap3_92\m09 | F:\UPOD\Cell_DLE\CSV_files_raw_nieuwe_structuur\2014\sap3_92\m09\42192az_dlext_20140910_3992_4104.csv | 113
v5 | Full | 3 | 42192az_dlext_20140911_4105_4230.csv | F:\UPOD\Cell_DLE\CSV_files_raw_nieuwe_structuur\2014\sap3_92\m09 | F:\UPOD\Cell_DLE\CSV_files_raw_nieuwe_structuur\2014\sap3_92\m09\42192az_dlext_20140911_4105_4230.csv | 126
v5 | Full | 3 | 42192az_dlext_20140912_4231_4364.csv | F:\UPOD\Cell_DLE\CSV_files_raw_nieuwe_structuur\2014\sap3_92\m09 | F:\UPOD\Cell_DLE\CSV_files_raw_nieuwe_structuur\2014\sap3_92\m09\42192az_dlext_20140912_4231_4364.csv | 134
v5 | Full | 3 | 42192az_dlext_20140913_4365_4423.csv | F:\UPOD\Cell_DLE\CSV_files_raw_nieuwe_structuur\2014\sap3_92\m09 | F:\UPOD\Cell_DLE\CSV_files_raw_nieuwe_structuur\2014\sap3_92\m09\42192az_dlext_20140913_4365_4423.csv | 59
v5 | Full | 3 | 42192az_dlext_20140914_4424_4477.csv | F:\UPOD\Cell_DLE\CSV_files_raw_nieuwe_structuur\2014\sap3_92\m09 | F:\UPOD\Cell_DLE\CSV_files_raw_nieuwe_structuur\2014\sap3_92\m09\42192az_dlext_20140914_4424_4477.csv | 54
v5 | Full | 3 | 42192az_dlext_20140915_4478_4663.csv | F:\UPOD\Cell_DLE\CSV_files_raw_nieuwe_structuur\2014\sap3_92\m09 | F:\UPOD\Cell_DLE\CSV_files_raw_nieuwe_structuur\2014\sap3_92\m09\42192az_dlext_20140915_4478_4663.csv | 186
v5 | Full | 3 | 42192az_dlext_20140916_4664_4810.csv | F:\UPOD\Cell_DLE\CSV_files_raw_nieuwe_structuur\2014\sap3_92\m09 | F:\UPOD\Cell_DLE\CSV_files_raw_nieuwe_structuur\2014\sap3_92\m09\42192az_dlext_20140916_4664_4810.csv | 147
v5 | Full | 3 | 42192az_dlext_20140917_4811_4895.csv | F:\UPOD\Cell_DLE\CSV_files_raw_nieuwe_structuur\2014\sap3_92\m09 | F:\UPOD\Cell_DLE\CSV_files_raw_nieuwe_structuur\2014\sap3_92\m09\42192az_dlext_20140917_4811_4895.csv | 85
v5 | Full | 3 | 42192az_dlext_20140918_4896_5055.csv | F:\UPOD\Cell_DLE\CSV_files_raw_nieuwe_structuur\2014\sap3_92\m09 | F:\UPOD\Cell_DLE\CSV_files_raw_nieuwe_structuur\2014\sap3_92\m09\42192az_dlext_20140918_4896_5055.csv | 160
v5 | Full | 3 | 42192az_dlext_20140919_5056_5198.csv | F:\UPOD\Cell_DLE\CSV_files_raw_nieuwe_structuur\2014\sap3_92\m09 | F:\UPOD\Cell_DLE\CSV_files_raw_nieuwe_structuur\2014\sap3_92\m09\42192az_dlext_20140919_5056_5198.csv | 143
v5 | Full | 3 | 42192az_dlext_20140920_5199_5246.csv | F:\UPOD\Cell_DLE\CSV_files_raw_nieuwe_structuur\2014\sap3_92\m09 | F:\UPOD\Cell_DLE\CSV_files_raw_nieuwe_structuur\2014\sap3_92\m09\42192az_dlext_20140920_5199_5246.csv | 48
v5 | Full | 3 | 42192az_dlext_20140921_5247_5298.csv | F:\UPOD\Cell_DLE\CSV_files_raw_nieuwe_structuur\2014\sap3_92\m09 | F:\UPOD\Cell_DLE\CSV_files_raw_nieuwe_structuur\2014\sap3_92\m09\42192az_dlext_20140921_5247_5298.csv | 52
v5 | Full | 3 | 42192az_dlext_20140922_5299_5473.csv | F:\UPOD\Cell_DLE\CSV_files_raw_nieuwe_structuur\2014\sap3_92\m09 | F:\UPOD\Cell_DLE\CSV_files_raw_nieuwe_structuur\2014\sap3_92\m09\42192az_dlext_20140922_5299_5473.csv | 175
v5 | Full | 3 | 42192az_dlext_20140923_5474_5608.csv | F:\UPOD\Cell_DLE\CSV_files_raw_nieuwe_structuur\2014\sap3_92\m09 | F:\UPOD\Cell_DLE\CSV_files_raw_nieuwe_structuur\2014\sap3_92\m09\42192az_dlext_20140923_5474_5608.csv | 135
v5 | Full | 3 | 42192az_dlext_20140924_5609_5765.csv | F:\UPOD\Cell_DLE\CSV_files_raw_nieuwe_structuur\2014\sap3_92\m09 | F:\UPOD\Cell_DLE\CSV_files_raw_nieuwe_structuur\2014\sap3_92\m09\42192az_dlext_20140924_5609_5765.csv | 157
v5 | Full | 3 | 42192az_dlext_20140925_5766_5916.csv | F:\UPOD\Cell_DLE\CSV_files_raw_nieuwe_structuur\2014\sap3_92\m09 | F:\UPOD\Cell_DLE\CSV_files_raw_nieuwe_structuur\2014\sap3_92\m09\42192az_dlext_20140925_5766_5916.csv | 151
v5 | Full | 3 | 42192az_dlext_20140926_5917_6070.csv | F:\UPOD\Cell_DLE\CSV_files_raw_nieuwe_structuur\2014\sap3_92\m09 | F:\UPOD\Cell_DLE\CSV_files_raw_nieuwe_structuur\2014\sap3_92\m09\42192az_dlext_20140926_5917_6070.csv | 154
v5 | Full | 3 | 42192az_dlext_20140927_6071_6155.csv | F:\UPOD\Cell_DLE\CSV_files_raw_nieuwe_structuur\2014\sap3_92\m09 | F:\UPOD\Cell_DLE\CSV_files_raw_nieuwe_structuur\2014\sap3_92\m09\42192az_dlext_20140927_6071_6155.csv | 85
v5 | Full | 3 | 42192az_dlext_20140928_6156_6233.csv | F:\UPOD\Cell_DLE\CSV_files_raw_nieuwe_structuur\2014\sap3_92\m09 | F:\UPOD\Cell_DLE\CSV_files_raw_nieuwe_structuur\2014\sap3_92\m09\42192az_dlext_20140928_6156_6233.csv | 78
v5 | Full | 3 | 42192az_dlext_20140929_6234_6396.csv | F:\UPOD\Cell_DLE\CSV_files_raw_nieuwe_structuur\2014\sap3_92\m09 | F:\UPOD\Cell_DLE\CSV_files_raw_nieuwe_structuur\2014\sap3_92\m09\42192az_dlext_20140929_6234_6396.csv | 163
v5 | Full | 3 | 42192az_dlext_20140930_6397_6543.csv | F:\UPOD\Cell_DLE\CSV_files_raw_nieuwe_structuur\2014\sap3_92\m09 | F:\UPOD\Cell_DLE\CSV_files_raw_nieuwe_structuur\2014\sap3_92\m09\42192az_dlext_20140930_6397_6543.csv | 147
v5 | Full | 3 | 42192az_dlext_20141001_6544_6708.csv | F:\UPOD\Cell_DLE\CSV_files_raw_nieuwe_structuur\2014\sap3_92\m10 | F:\UPOD\Cell_DLE\CSV_files_raw_nieuwe_structuur\2014\sap3_92\m10\42192az_dlext_20141001_6544_6708.csv | 165
v5 | Full | 3 | 42192az_dlext_20141002_6709_6899.csv | F:\UPOD\Cell_DLE\CSV_files_raw_nieuwe_structuur\2014\sap3_92\m10 | F:\UPOD\Cell_DLE\CSV_files_raw_nieuwe_structuur\2014\sap3_92\m10\42192az_dlext_20141002_6709_6899.csv | 191
v5 | Full | 3 | 42192az_dlext_20141003_6900_7066.csv | F:\UPOD\Cell_DLE\CSV_files_raw_nieuwe_structuur\2014\sap3_92\m10 | F:\UPOD\Cell_DLE\CSV_files_raw_nieuwe_structuur\2014\sap3_92\m10\42192az_dlext_20141003_6900_7066.csv | 167
v5 | Full | 3 | 42192az_dlext_20141004_7067_7114.csv | F:\UPOD\Cell_DLE\CSV_files_raw_nieuwe_structuur\2014\sap3_92\m10 | F:\UPOD\Cell_DLE\CSV_files_raw_nieuwe_structuur\2014\sap3_92\m10\42192az_dlext_20141004_7067_7114.csv | 48
v5 | Full | 3 | 42192az_dlext_20141005_7115_7176.csv | F:\UPOD\Cell_DLE\CSV_files_raw_nieuwe_structuur\2014\sap3_92\m10 | F:\UPOD\Cell_DLE\CSV_files_raw_nieuwe_structuur\2014\sap3_92\m10\42192az_dlext_20141005_7115_7176.csv | 62
v5 | Full | 3 | 42192az_dlext_20141006_7177_7419.csv | F:\UPOD\Cell_DLE\CSV_files_raw_nieuwe_structuur\2014\sap3_92\m10 | F:\UPOD\Cell_DLE\CSV_files_raw_nieuwe_structuur\2014\sap3_92\m10\42192az_dlext_20141006_7177_7419.csv | 243
v5 | Full | 3 | 42192az_dlext_20141007_7420_7527.csv | F:\UPOD\Cell_DLE\CSV_files_raw_nieuwe_structuur\2014\sap3_92\m10 | F:\UPOD\Cell_DLE\CSV_files_raw_nieuwe_structuur\2014\sap3_92\m10\42192az_dlext_20141007_7420_7527.csv | 108
v5 | Full | 3 | 42192az_dlext_20141008_7528_7662.csv | F:\UPOD\Cell_DLE\CSV_files_raw_nieuwe_structuur\2014\sap3_92\m10 | F:\UPOD\Cell_DLE\CSV_files_raw_nieuwe_structuur\2014\sap3_92\m10\42192az_dlext_20141008_7528_7662.csv | 135
v5 | Full | 3 | 42192az_dlext_20141009_7663_7765.csv | F:\UPOD\Cell_DLE\CSV_files_raw_nieuwe_structuur\2014\sap3_92\m10 | F:\UPOD\Cell_DLE\CSV_files_raw_nieuwe_structuur\2014\sap3_92\m10\42192az_dlext_20141009_7663_7765.csv | 103
v5 | Full | 3 | 42192az_dlext_20141010_7766_7895.csv | F:\UPOD\Cell_DLE\CSV_files_raw_nieuwe_structuur\2014\sap3_92\m10 | F:\UPOD\Cell_DLE\CSV_files_raw_nieuwe_structuur\2014\sap3_92\m10\42192az_dlext_20141010_7766_7895.csv | 130
v5 | Full | 3 | 42192az_dlext_20141011_7896_7973.csv | F:\UPOD\Cell_DLE\CSV_files_raw_nieuwe_structuur\2014\sap3_92\m10 | F:\UPOD\Cell_DLE\CSV_files_raw_nieuwe_structuur\2014\sap3_92\m10\42192az_dlext_20141011_7896_7973.csv | 78
v5 | Full | 3 | 42192az_dlext_20141012_7974_8025.csv | F:\UPOD\Cell_DLE\CSV_files_raw_nieuwe_structuur\2014\sap3_92\m10 | F:\UPOD\Cell_DLE\CSV_files_raw_nieuwe_structuur\2014\sap3_92\m10\42192az_dlext_20141012_7974_8025.csv | 52
v5 | Full | 3 | 42192az_dlext_20141013_8026_8201.csv | F:\UPOD\Cell_DLE\CSV_files_raw_nieuwe_structuur\2014\sap3_92\m10 | F:\UPOD\Cell_DLE\CSV_files_raw_nieuwe_structuur\2014\sap3_92\m10\42192az_dlext_20141013_8026_8201.csv | 176
v5 | Full | 3 | 42192az_dlext_20141014_8202_8346.csv | F:\UPOD\Cell_DLE\CSV_files_raw_nieuwe_structuur\2014\sap3_92\m10 | F:\UPOD\Cell_DLE\CSV_files_raw_nieuwe_structuur\2014\sap3_92\m10\42192az_dlext_20141014_8202_8346.csv | 145
v5 | Full | 3 | 42192az_dlext_20141015_8347_8448.csv | F:\UPOD\Cell_DLE\CSV_files_raw_nieuwe_structuur\2014\sap3_92\m10 | F:\UPOD\Cell_DLE\CSV_files_raw_nieuwe_structuur\2014\sap3_92\m10\42192az_dlext_20141015_8347_8448.csv | 102
v5 | Full | 3 | 42192az_dlext_20141016_8449_8597.csv | F:\UPOD\Cell_DLE\CSV_files_raw_nieuwe_structuur\2014\sap3_92\m10 | F:\UPOD\Cell_DLE\CSV_files_raw_nieuwe_structuur\2014\sap3_92\m10\42192az_dlext_20141016_8449_8597.csv | 149
v5 | Full | 3 | 42192az_dlext_20141017_8598_8767.csv | F:\UPOD\Cell_DLE\CSV_files_raw_nieuwe_structuur\2014\sap3_92\m10 | F:\UPOD\Cell_DLE\CSV_files_raw_nieuwe_structuur\2014\sap3_92\m10\42192az_dlext_20141017_8598_8767.csv | 170
v5 | Full | 3 | 42192az_dlext_20141018_8768_8802.csv | F:\UPOD\Cell_DLE\CSV_files_raw_nieuwe_structuur\2014\sap3_92\m10 | F:\UPOD\Cell_DLE\CSV_files_raw_nieuwe_structuur\2014\sap3_92\m10\42192az_dlext_20141018_8768_8802.csv | 35
v5 | Full | 3 | 42192az_dlext_20141019_8803_8864.csv | F:\UPOD\Cell_DLE\CSV_files_raw_nieuwe_structuur\2014\sap3_92\m10 | F:\UPOD\Cell_DLE\CSV_files_raw_nieuwe_structuur\2014\sap3_92\m10\42192az_dlext_20141019_8803_8864.csv | 62
v5 | Full | 3 | 42192az_dlext_20141020_8865_9071.csv | F:\UPOD\Cell_DLE\CSV_files_raw_nieuwe_structuur\2014\sap3_92\m10 | F:\UPOD\Cell_DLE\CSV_files_raw_nieuwe_structuur\2014\sap3_92\m10\42192az_dlext_20141020_8865_9071.csv | 207
v5 | Full | 3 | 42192az_dlext_20141021_9072_9235.csv | F:\UPOD\Cell_DLE\CSV_files_raw_nieuwe_structuur\2014\sap3_92\m10 | F:\UPOD\Cell_DLE\CSV_files_raw_nieuwe_structuur\2014\sap3_92\m10\42192az_dlext_20141021_9072_9235.csv | 164
v5 | Full | 3 | 42192az_dlext_20141022_9236_9342.csv | F:\UPOD\Cell_DLE\CSV_files_raw_nieuwe_structuur\2014\sap3_92\m10 | F:\UPOD\Cell_DLE\CSV_files_raw_nieuwe_structuur\2014\sap3_92\m10\42192az_dlext_20141022_9236_9342.csv | 107
v5 | Full | 3 | 42192az_dlext_20141023_9343_9482.csv | F:\UPOD\Cell_DLE\CSV_files_raw_nieuwe_structuur\2014\sap3_92\m10 | F:\UPOD\Cell_DLE\CSV_files_raw_nieuwe_structuur\2014\sap3_92\m10\42192az_dlext_20141023_9343_9482.csv | 140
v5 | Full | 3 | 42192az_dlext_20141024_9483_9607.csv | F:\UPOD\Cell_DLE\CSV_files_raw_nieuwe_structuur\2014\sap3_92\m10 | F:\UPOD\Cell_DLE\CSV_files_raw_nieuwe_structuur\2014\sap3_92\m10\42192az_dlext_20141024_9483_9607.csv | 125
v5 | Full | 3 | 42192az_dlext_20141025_9608_9661.csv | F:\UPOD\Cell_DLE\CSV_files_raw_nieuwe_structuur\2014\sap3_92\m10 | F:\UPOD\Cell_DLE\CSV_files_raw_nieuwe_structuur\2014\sap3_92\m10\42192az_dlext_20141025_9608_9661.csv | 54
v5 | Full | 3 | 42192az_dlext_20141026_9662_9728.csv | F:\UPOD\Cell_DLE\CSV_files_raw_nieuwe_structuur\2014\sap3_92\m10 | F:\UPOD\Cell_DLE\CSV_files_raw_nieuwe_structuur\2014\sap3_92\m10\42192az_dlext_20141026_9662_9728.csv | 67
v5 | Full | 3 | 42192az_dlext_20141027_9729_9876.csv | F:\UPOD\Cell_DLE\CSV_files_raw_nieuwe_structuur\2014\sap3_92\m10 | F:\UPOD\Cell_DLE\CSV_files_raw_nieuwe_structuur\2014\sap3_92\m10\42192az_dlext_20141027_9729_9876.csv | 148
v5 | Full | 3 | 42192az_dlext_20141028_9877_9990.csv | F:\UPOD\Cell_DLE\CSV_files_raw_nieuwe_structuur\2014\sap3_92\m10 | F:\UPOD\Cell_DLE\CSV_files_raw_nieuwe_structuur\2014\sap3_92\m10\42192az_dlext_20141028_9877_9990.csv | 114
v5 | Full | 3 | 42192az_dlext_20141029_9991_0143.csv | F:\UPOD\Cell_DLE\CSV_files_raw_nieuwe_structuur\2014\sap3_92\m10 | F:\UPOD\Cell_DLE\CSV_files_raw_nieuwe_structuur\2014\sap3_92\m10\42192az_dlext_20141029_9991_0143.csv | 153
v5 | Full | 3 | 42192az_dlext_20141030_0144_0285.csv | F:\UPOD\Cell_DLE\CSV_files_raw_nieuwe_structuur\2014\sap3_92\m10 | F:\UPOD\Cell_DLE\CSV_files_raw_nieuwe_structuur\2014\sap3_92\m10\42192az_dlext_20141030_0144_0285.csv | 142
v5 | Full | 3 | 42192az_dlext_20141031_0286_0414.csv | F:\UPOD\Cell_DLE\CSV_files_raw_nieuwe_structuur\2014\sap3_92\m10 | F:\UPOD\Cell_DLE\CSV_files_raw_nieuwe_structuur\2014\sap3_92\m10\42192az_dlext_20141031_0286_0414.csv | 129
v5 | Full | 3 | 42192az_dlext_20141101_0415_0491.csv | F:\UPOD\Cell_DLE\CSV_files_raw_nieuwe_structuur\2014\sap3_92\m11 | F:\UPOD\Cell_DLE\CSV_files_raw_nieuwe_structuur\2014\sap3_92\m11\42192az_dlext_20141101_0415_0491.csv | 77
v5 | Full | 3 | 42192az_dlext_20141102_0492_0559.csv | F:\UPOD\Cell_DLE\CSV_files_raw_nieuwe_structuur\2014\sap3_92\m11 | F:\UPOD\Cell_DLE\CSV_files_raw_nieuwe_structuur\2014\sap3_92\m11\42192az_dlext_20141102_0492_0559.csv | 68
v5 | Full | 3 | 42192az_dlext_20141103_0560_0843.csv | F:\UPOD\Cell_DLE\CSV_files_raw_nieuwe_structuur\2014\sap3_92\m11 | F:\UPOD\Cell_DLE\CSV_files_raw_nieuwe_structuur\2014\sap3_92\m11\42192az_dlext_20141103_0560_0843.csv | 284
v5 | Full | 3 | 42192az_dlext_20141104_0844_0974.csv | F:\UPOD\Cell_DLE\CSV_files_raw_nieuwe_structuur\2014\sap3_92\m11 | F:\UPOD\Cell_DLE\CSV_files_raw_nieuwe_structuur\2014\sap3_92\m11\42192az_dlext_20141104_0844_0974.csv | 131
v5 | Full | 3 | 42192az_dlext_20141105_0975_1094.csv | F:\UPOD\Cell_DLE\CSV_files_raw_nieuwe_structuur\2014\sap3_92\m11 | F:\UPOD\Cell_DLE\CSV_files_raw_nieuwe_structuur\2014\sap3_92\m11\42192az_dlext_20141105_0975_1094.csv | 120
v5 | Full | 3 | 42192az_dlext_20141106_1095_1203.csv | F:\UPOD\Cell_DLE\CSV_files_raw_nieuwe_structuur\2014\sap3_92\m11 | F:\UPOD\Cell_DLE\CSV_files_raw_nieuwe_structuur\2014\sap3_92\m11\42192az_dlext_20141106_1095_1203.csv | 109
v5 | Full | 3 | 42192az_dlext_20141107_1204_1260.csv | F:\UPOD\Cell_DLE\CSV_files_raw_nieuwe_structuur\2014\sap3_92\m11 | F:\UPOD\Cell_DLE\CSV_files_raw_nieuwe_structuur\2014\sap3_92\m11\42192az_dlext_20141107_1204_1260.csv | 57
v5 | Full | 3 | 42192az_dlext_20141108_1261_1312.csv | F:\UPOD\Cell_DLE\CSV_files_raw_nieuwe_structuur\2014\sap3_92\m11 | F:\UPOD\Cell_DLE\CSV_files_raw_nieuwe_structuur\2014\sap3_92\m11\42192az_dlext_20141108_1261_1312.csv | 52
v5 | Full | 3 | 42192az_dlext_20141109_1313_1357.csv | F:\UPOD\Cell_DLE\CSV_files_raw_nieuwe_structuur\2014\sap3_92\m11 | F:\UPOD\Cell_DLE\CSV_files_raw_nieuwe_structuur\2014\sap3_92\m11\42192az_dlext_20141109_1313_1357.csv | 45
v5 | Full | 3 | 42192az_dlext_20141110_1358_1557.csv | F:\UPOD\Cell_DLE\CSV_files_raw_nieuwe_structuur\2014\sap3_92\m11 | F:\UPOD\Cell_DLE\CSV_files_raw_nieuwe_structuur\2014\sap3_92\m11\42192az_dlext_20141110_1358_1557.csv | 200
v5 | Full | 3 | 42192az_dlext_20141111_1558_1737.csv | F:\UPOD\Cell_DLE\CSV_files_raw_nieuwe_structuur\2014\sap3_92\m11 | F:\UPOD\Cell_DLE\CSV_files_raw_nieuwe_structuur\2014\sap3_92\m11\42192az_dlext_20141111_1558_1737.csv | 180
v5 | Full | 3 | 42192az_dlext_20141112_1738_1874.csv | F:\UPOD\Cell_DLE\CSV_files_raw_nieuwe_structuur\2014\sap3_92\m11 | F:\UPOD\Cell_DLE\CSV_files_raw_nieuwe_structuur\2014\sap3_92\m11\42192az_dlext_20141112_1738_1874.csv | 137
v5 | Full | 3 | 42192az_dlext_20141113_1875_2094.csv | F:\UPOD\Cell_DLE\CSV_files_raw_nieuwe_structuur\2014\sap3_92\m11 | F:\UPOD\Cell_DLE\CSV_files_raw_nieuwe_structuur\2014\sap3_92\m11\42192az_dlext_20141113_1875_2094.csv | 220
v5 | Full | 3 | 42192az_dlext_20141114_2095_2291.csv | F:\UPOD\Cell_DLE\CSV_files_raw_nieuwe_structuur\2014\sap3_92\m11 | F:\UPOD\Cell_DLE\CSV_files_raw_nieuwe_structuur\2014\sap3_92\m11\42192az_dlext_20141114_2095_2291.csv | 197
v5 | Full | 3 | 42192az_dlext_20141115_2292_2343.csv | F:\UPOD\Cell_DLE\CSV_files_raw_nieuwe_structuur\2014\sap3_92\m11 | F:\UPOD\Cell_DLE\CSV_files_raw_nieuwe_structuur\2014\sap3_92\m11\42192az_dlext_20141115_2292_2343.csv | 52
v5 | Full | 3 | 42192az_dlext_20141116_2344_2400.csv | F:\UPOD\Cell_DLE\CSV_files_raw_nieuwe_structuur\2014\sap3_92\m11 | F:\UPOD\Cell_DLE\CSV_files_raw_nieuwe_structuur\2014\sap3_92\m11\42192az_dlext_20141116_2344_2400.csv | 57
v5 | Full | 3 | 42192az_dlext_20141117_2401_2557.csv | F:\UPOD\Cell_DLE\CSV_files_raw_nieuwe_structuur\2014\sap3_92\m11 | F:\UPOD\Cell_DLE\CSV_files_raw_nieuwe_structuur\2014\sap3_92\m11\42192az_dlext_20141117_2401_2557.csv | 157
v5 | Full | 3 | 42192az_dlext_20141118_2558_2710.csv | F:\UPOD\Cell_DLE\CSV_files_raw_nieuwe_structuur\2014\sap3_92\m11 | F:\UPOD\Cell_DLE\CSV_files_raw_nieuwe_structuur\2014\sap3_92\m11\42192az_dlext_20141118_2558_2710.csv | 153
v5 | Full | 3 | 42192az_dlext_20141119_2711_2839.csv | F:\UPOD\Cell_DLE\CSV_files_raw_nieuwe_structuur\2014\sap3_92\m11 | F:\UPOD\Cell_DLE\CSV_files_raw_nieuwe_structuur\2014\sap3_92\m11\42192az_dlext_20141119_2711_2839.csv | 129
v5 | Full | 3 | 42192az_dlext_20141120_2840_2980.csv | F:\UPOD\Cell_DLE\CSV_files_raw_nieuwe_structuur\2014\sap3_92\m11 | F:\UPOD\Cell_DLE\CSV_files_raw_nieuwe_structuur\2014\sap3_92\m11\42192az_dlext_20141120_2840_2980.csv | 141
v5 | Full | 3 | 42192az_dlext_20141121_2981_3115.csv | F:\UPOD\Cell_DLE\CSV_files_raw_nieuwe_structuur\2014\sap3_92\m11 | F:\UPOD\Cell_DLE\CSV_files_raw_nieuwe_structuur\2014\sap3_92\m11\42192az_dlext_20141121_2981_3115.csv | 135
v5 | Full | 3 | 42192az_dlext_20141122_3116_3194.csv | F:\UPOD\Cell_DLE\CSV_files_raw_nieuwe_structuur\2014\sap3_92\m11 | F:\UPOD\Cell_DLE\CSV_files_raw_nieuwe_structuur\2014\sap3_92\m11\42192az_dlext_20141122_3116_3194.csv | 79
v5 | Full | 3 | 42192az_dlext_20141123_3195_3245.csv | F:\UPOD\Cell_DLE\CSV_files_raw_nieuwe_structuur\2014\sap3_92\m11 | F:\UPOD\Cell_DLE\CSV_files_raw_nieuwe_structuur\2014\sap3_92\m11\42192az_dlext_20141123_3195_3245.csv | 51
v5 | Full | 3 | 42192az_dlext_20141124_3246_3387.csv | F:\UPOD\Cell_DLE\CSV_files_raw_nieuwe_structuur\2014\sap3_92\m11 | F:\UPOD\Cell_DLE\CSV_files_raw_nieuwe_structuur\2014\sap3_92\m11\42192az_dlext_20141124_3246_3387.csv | 142
v5 | Full | 3 | 42192az_dlext_20141125_3388_3539.csv | F:\UPOD\Cell_DLE\CSV_files_raw_nieuwe_structuur\2014\sap3_92\m11 | F:\UPOD\Cell_DLE\CSV_files_raw_nieuwe_structuur\2014\sap3_92\m11\42192az_dlext_20141125_3388_3539.csv | 152
v5 | Full | 3 | 42192az_dlext_20141126_3540_3640.csv | F:\UPOD\Cell_DLE\CSV_files_raw_nieuwe_structuur\2014\sap3_92\m11 | F:\UPOD\Cell_DLE\CSV_files_raw_nieuwe_structuur\2014\sap3_92\m11\42192az_dlext_20141126_3540_3640.csv | 101
v5 | Full | 3 | 42192az_dlext_20141127_3641_3787.csv | F:\UPOD\Cell_DLE\CSV_files_raw_nieuwe_structuur\2014\sap3_92\m11 | F:\UPOD\Cell_DLE\CSV_files_raw_nieuwe_structuur\2014\sap3_92\m11\42192az_dlext_20141127_3641_3787.csv | 147
v5 | Full | 3 | 42192az_dlext_20141128_3788_3924.csv | F:\UPOD\Cell_DLE\CSV_files_raw_nieuwe_structuur\2014\sap3_92\m11 | F:\UPOD\Cell_DLE\CSV_files_raw_nieuwe_structuur\2014\sap3_92\m11\42192az_dlext_20141128_3788_3924.csv | 137
v5 | Full | 3 | 42192az_dlext_20141129_3925_3982.csv | F:\UPOD\Cell_DLE\CSV_files_raw_nieuwe_structuur\2014\sap3_92\m11 | F:\UPOD\Cell_DLE\CSV_files_raw_nieuwe_structuur\2014\sap3_92\m11\42192az_dlext_20141129_3925_3982.csv | 58
v5 | Full | 3 | 42192az_dlext_20141130_3983_4050.csv | F:\UPOD\Cell_DLE\CSV_files_raw_nieuwe_structuur\2014\sap3_92\m11 | F:\UPOD\Cell_DLE\CSV_files_raw_nieuwe_structuur\2014\sap3_92\m11\42192az_dlext_20141130_3983_4050.csv | 68
v5 | Full | 3 | 42192az_dlext_20141201_4051_4289.csv | F:\UPOD\Cell_DLE\CSV_files_raw_nieuwe_structuur\2014\sap3_92\m12 | F:\UPOD\Cell_DLE\CSV_files_raw_nieuwe_structuur\2014\sap3_92\m12\42192az_dlext_20141201_4051_4289.csv | 239
v5 | Full | 3 | 42192az_dlext_20141202_4290_4471.csv | F:\UPOD\Cell_DLE\CSV_files_raw_nieuwe_structuur\2014\sap3_92\m12 | F:\UPOD\Cell_DLE\CSV_files_raw_nieuwe_structuur\2014\sap3_92\m12\42192az_dlext_20141202_4290_4471.csv | 182
v5 | Full | 3 | 42192az_dlext_20141203_4472_4645.csv | F:\UPOD\Cell_DLE\CSV_files_raw_nieuwe_structuur\2014\sap3_92\m12 | F:\UPOD\Cell_DLE\CSV_files_raw_nieuwe_structuur\2014\sap3_92\m12\42192az_dlext_20141203_4472_4645.csv | 174
v5 | Full | 3 | 42192az_dlext_20141204_4646_4894.csv | F:\UPOD\Cell_DLE\CSV_files_raw_nieuwe_structuur\2014\sap3_92\m12 | F:\UPOD\Cell_DLE\CSV_files_raw_nieuwe_structuur\2014\sap3_92\m12\42192az_dlext_20141204_4646_4894.csv | 249
v5 | Full | 3 | 42192az_dlext_20141205_4895_5040.csv | F:\UPOD\Cell_DLE\CSV_files_raw_nieuwe_structuur\2014\sap3_92\m12 | F:\UPOD\Cell_DLE\CSV_files_raw_nieuwe_structuur\2014\sap3_92\m12\42192az_dlext_20141205_4895_5040.csv | 146
v5 | Full | 3 | 42192az_dlext_20141206_5041_5090.csv | F:\UPOD\Cell_DLE\CSV_files_raw_nieuwe_structuur\2014\sap3_92\m12 | F:\UPOD\Cell_DLE\CSV_files_raw_nieuwe_structuur\2014\sap3_92\m12\42192az_dlext_20141206_5041_5090.csv | 50
v5 | Full | 3 | 42192az_dlext_20141207_5091_5139.csv | F:\UPOD\Cell_DLE\CSV_files_raw_nieuwe_structuur\2014\sap3_92\m12 | F:\UPOD\Cell_DLE\CSV_files_raw_nieuwe_structuur\2014\sap3_92\m12\42192az_dlext_20141207_5091_5139.csv | 49
v5 | Full | 3 | 42192az_dlext_20141208_5140_5259.csv | F:\UPOD\Cell_DLE\CSV_files_raw_nieuwe_structuur\2014\sap3_92\m12 | F:\UPOD\Cell_DLE\CSV_files_raw_nieuwe_structuur\2014\sap3_92\m12\42192az_dlext_20141208_5140_5259.csv | 120
v5 | Full | 3 | 42192az_dlext_20141209_5260_5376.csv | F:\UPOD\Cell_DLE\CSV_files_raw_nieuwe_structuur\2014\sap3_92\m12 | F:\UPOD\Cell_DLE\CSV_files_raw_nieuwe_structuur\2014\sap3_92\m12\42192az_dlext_20141209_5260_5376.csv | 117
v5 | Full | 3 | 42192az_dlext_20141210_5377_5487.csv | F:\UPOD\Cell_DLE\CSV_files_raw_nieuwe_structuur\2014\sap3_92\m12 | F:\UPOD\Cell_DLE\CSV_files_raw_nieuwe_structuur\2014\sap3_92\m12\42192az_dlext_20141210_5377_5487.csv | 111
v5 | Full | 3 | 42192az_dlext_20141211_5488_5692.csv | F:\UPOD\Cell_DLE\CSV_files_raw_nieuwe_structuur\2014\sap3_92\m12 | F:\UPOD\Cell_DLE\CSV_files_raw_nieuwe_structuur\2014\sap3_92\m12\42192az_dlext_20141211_5488_5692.csv | 205
v5 | Full | 3 | 42192az_dlext_20141212_5693_5803.csv | F:\UPOD\Cell_DLE\CSV_files_raw_nieuwe_structuur\2014\sap3_92\m12 | F:\UPOD\Cell_DLE\CSV_files_raw_nieuwe_structuur\2014\sap3_92\m12\42192az_dlext_20141212_5693_5803.csv | 111
v5 | Full | 3 | 42192az_dlext_20141213_5804_5840.csv | F:\UPOD\Cell_DLE\CSV_files_raw_nieuwe_structuur\2014\sap3_92\m12 | F:\UPOD\Cell_DLE\CSV_files_raw_nieuwe_structuur\2014\sap3_92\m12\42192az_dlext_20141213_5804_5840.csv | 37
v5 | Full | 3 | 42192az_dlext_20141214_5841_5907.csv | F:\UPOD\Cell_DLE\CSV_files_raw_nieuwe_structuur\2014\sap3_92\m12 | F:\UPOD\Cell_DLE\CSV_files_raw_nieuwe_structuur\2014\sap3_92\m12\42192az_dlext_20141214_5841_5907.csv | 67
v5 | Full | 3 | 42192az_dlext_20141215_5908_6123.csv | F:\UPOD\Cell_DLE\CSV_files_raw_nieuwe_structuur\2014\sap3_92\m12 | F:\UPOD\Cell_DLE\CSV_files_raw_nieuwe_structuur\2014\sap3_92\m12\42192az_dlext_20141215_5908_6123.csv | 216
v5 | Full | 3 | 42192az_dlext_20141216_6124_6296.csv | F:\UPOD\Cell_DLE\CSV_files_raw_nieuwe_structuur\2014\sap3_92\m12 | F:\UPOD\Cell_DLE\CSV_files_raw_nieuwe_structuur\2014\sap3_92\m12\42192az_dlext_20141216_6124_6296.csv | 173
v5 | Full | 3 | 42192az_dlext_20141217_6297_6426.csv | F:\UPOD\Cell_DLE\CSV_files_raw_nieuwe_structuur\2014\sap3_92\m12 | F:\UPOD\Cell_DLE\CSV_files_raw_nieuwe_structuur\2014\sap3_92\m12\42192az_dlext_20141217_6297_6426.csv | 130
v5 | Full | 3 | 42192az_dlext_20141218_6427_6525.csv | F:\UPOD\Cell_DLE\CSV_files_raw_nieuwe_structuur\2014\sap3_92\m12 | F:\UPOD\Cell_DLE\CSV_files_raw_nieuwe_structuur\2014\sap3_92\m12\42192az_dlext_20141218_6427_6525.csv | 99
v5 | Full | 3 | 42192az_dlext_20141219_6526_6660.csv | F:\UPOD\Cell_DLE\CSV_files_raw_nieuwe_structuur\2014\sap3_92\m12 | F:\UPOD\Cell_DLE\CSV_files_raw_nieuwe_structuur\2014\sap3_92\m12\42192az_dlext_20141219_6526_6660.csv | 135
v5 | Full | 3 | 42192az_dlext_20141220_6661_6700.csv | F:\UPOD\Cell_DLE\CSV_files_raw_nieuwe_structuur\2014\sap3_92\m12 | F:\UPOD\Cell_DLE\CSV_files_raw_nieuwe_structuur\2014\sap3_92\m12\42192az_dlext_20141220_6661_6700.csv | 40
v5 | Full | 3 | 42192az_dlext_20141221_6701_6755.csv | F:\UPOD\Cell_DLE\CSV_files_raw_nieuwe_structuur\2014\sap3_92\m12 | F:\UPOD\Cell_DLE\CSV_files_raw_nieuwe_structuur\2014\sap3_92\m12\42192az_dlext_20141221_6701_6755.csv | 55
v5 | Full | 3 | 42192az_dlext_20141222_6756_6994.csv | F:\UPOD\Cell_DLE\CSV_files_raw_nieuwe_structuur\2014\sap3_92\m12 | F:\UPOD\Cell_DLE\CSV_files_raw_nieuwe_structuur\2014\sap3_92\m12\42192az_dlext_20141222_6756_6994.csv | 239
v5 | Full | 3 | 42192az_dlext_20141223_6995_7192.csv | F:\UPOD\Cell_DLE\CSV_files_raw_nieuwe_structuur\2014\sap3_92\m12 | F:\UPOD\Cell_DLE\CSV_files_raw_nieuwe_structuur\2014\sap3_92\m12\42192az_dlext_20141223_6995_7192.csv | 198
v5 | Full | 3 | 42192az_dlext_20141224_7193_7326.csv | F:\UPOD\Cell_DLE\CSV_files_raw_nieuwe_structuur\2014\sap3_92\m12 | F:\UPOD\Cell_DLE\CSV_files_raw_nieuwe_structuur\2014\sap3_92\m12\42192az_dlext_20141224_7193_7326.csv | 134
v5 | Full | 3 | 42192az_dlext_20141225_7327_7396.csv | F:\UPOD\Cell_DLE\CSV_files_raw_nieuwe_structuur\2014\sap3_92\m12 | F:\UPOD\Cell_DLE\CSV_files_raw_nieuwe_structuur\2014\sap3_92\m12\42192az_dlext_20141225_7327_7396.csv | 70
v5 | Full | 3 | 42192az_dlext_20141226_7397_7449.csv | F:\UPOD\Cell_DLE\CSV_files_raw_nieuwe_structuur\2014\sap3_92\m12 | F:\UPOD\Cell_DLE\CSV_files_raw_nieuwe_structuur\2014\sap3_92\m12\42192az_dlext_20141226_7397_7449.csv | 53
v5 | Full | 3 | 42192az_dlext_20141227_7450_7485.csv | F:\UPOD\Cell_DLE\CSV_files_raw_nieuwe_structuur\2014\sap3_92\m12 | F:\UPOD\Cell_DLE\CSV_files_raw_nieuwe_structuur\2014\sap3_92\m12\42192az_dlext_20141227_7450_7485.csv | 36
v5 | Full | 3 | 42192az_dlext_20141228_7486_7527.csv | F:\UPOD\Cell_DLE\CSV_files_raw_nieuwe_structuur\2014\sap3_92\m12 | F:\UPOD\Cell_DLE\CSV_files_raw_nieuwe_structuur\2014\sap3_92\m12\42192az_dlext_20141228_7486_7527.csv | 42
v5 | Full | 3 | 42192az_dlext_20141229_7528_7661.csv | F:\UPOD\Cell_DLE\CSV_files_raw_nieuwe_structuur\2014\sap3_92\m12 | F:\UPOD\Cell_DLE\CSV_files_raw_nieuwe_structuur\2014\sap3_92\m12\42192az_dlext_20141229_7528_7661.csv | 134
v5 | Full | 3 | 42192az_dlext_20141230_7662_7781.csv | F:\UPOD\Cell_DLE\CSV_files_raw_nieuwe_structuur\2014\sap3_92\m12 | F:\UPOD\Cell_DLE\CSV_files_raw_nieuwe_structuur\2014\sap3_92\m12\42192az_dlext_20141230_7662_7781.csv | 120
v5 | Full | 3 | 42192az_dlext_20141231_7782_7875.csv | F:\UPOD\Cell_DLE\CSV_files_raw_nieuwe_structuur\2014\sap3_92\m12 | F:\UPOD\Cell_DLE\CSV_files_raw_nieuwe_structuur\2014\sap3_92\m12\42192az_dlext_20141231_7782_7875.csv | 94
v5 | Full | 3 | 42192az_dlext_20141231_7782_7875.csv | F:\UPOD\Cell_DLE\CSV_files_raw_nieuwe_structuur\2015\sap3_92\m01 | F:\UPOD\Cell_DLE\CSV_files_raw_nieuwe_structuur\2015\sap3_92\m01\42192az_dlext_20141231_7782_7875.csv | 94
v5 | Full | 3 | 42192az_dlext_20150101_7876_7911.csv | F:\UPOD\Cell_DLE\CSV_files_raw_nieuwe_structuur\2015\sap3_92\m01 | F:\UPOD\Cell_DLE\CSV_files_raw_nieuwe_structuur\2015\sap3_92\m01\42192az_dlext_20150101_7876_7911.csv | 36
v5 | Full | 3 | 42192az_dlext_20150102_7912_8025.csv | F:\UPOD\Cell_DLE\CSV_files_raw_nieuwe_structuur\2015\sap3_92\m01 | F:\UPOD\Cell_DLE\CSV_files_raw_nieuwe_structuur\2015\sap3_92\m01\42192az_dlext_20150102_7912_8025.csv | 114
v5 | Full | 3 | 42192az_dlext_20150103_8026_8116.csv | F:\UPOD\Cell_DLE\CSV_files_raw_nieuwe_structuur\2015\sap3_92\m01 | F:\UPOD\Cell_DLE\CSV_files_raw_nieuwe_structuur\2015\sap3_92\m01\42192az_dlext_20150103_8026_8116.csv | 91
v5 | Full | 3 | 42192az_dlext_20150104_8117_8184.csv | F:\UPOD\Cell_DLE\CSV_files_raw_nieuwe_structuur\2015\sap3_92\m01 | F:\UPOD\Cell_DLE\CSV_files_raw_nieuwe_structuur\2015\sap3_92\m01\42192az_dlext_20150104_8117_8184.csv | 68
v5 | Full | 3 | 42192az_dlext_20150105_8185_8403.csv | F:\UPOD\Cell_DLE\CSV_files_raw_nieuwe_structuur\2015\sap3_92\m01 | F:\UPOD\Cell_DLE\CSV_files_raw_nieuwe_structuur\2015\sap3_92\m01\42192az_dlext_20150105_8185_8403.csv | 219
v5 | Full | 3 | 42192az_dlext_20150106_8404_8520.csv | F:\UPOD\Cell_DLE\CSV_files_raw_nieuwe_structuur\2015\sap3_92\m01 | F:\UPOD\Cell_DLE\CSV_files_raw_nieuwe_structuur\2015\sap3_92\m01\42192az_dlext_20150106_8404_8520.csv | 117
v5 | Full | 3 | 42192az_dlext_20150107_8521_8665.csv | F:\UPOD\Cell_DLE\CSV_files_raw_nieuwe_structuur\2015\sap3_92\m01 | F:\UPOD\Cell_DLE\CSV_files_raw_nieuwe_structuur\2015\sap3_92\m01\42192az_dlext_20150107_8521_8665.csv | 145
v5 | Full | 3 | 42192az_dlext_20150108_8666_8917.csv | F:\UPOD\Cell_DLE\CSV_files_raw_nieuwe_structuur\2015\sap3_92\m01 | F:\UPOD\Cell_DLE\CSV_files_raw_nieuwe_structuur\2015\sap3_92\m01\42192az_dlext_20150108_8666_8917.csv | 252
v5 | Full | 3 | 42192az_dlext_20150109_8918_9029.csv | F:\UPOD\Cell_DLE\CSV_files_raw_nieuwe_structuur\2015\sap3_92\m01 | F:\UPOD\Cell_DLE\CSV_files_raw_nieuwe_structuur\2015\sap3_92\m01\42192az_dlext_20150109_8918_9029.csv | 112
v5 | Full | 3 | 42192az_dlext_20150110_9030_9069.csv | F:\UPOD\Cell_DLE\CSV_files_raw_nieuwe_structuur\2015\sap3_92\m01 | F:\UPOD\Cell_DLE\CSV_files_raw_nieuwe_structuur\2015\sap3_92\m01\42192az_dlext_20150110_9030_9069.csv | 40
v5 | Full | 3 | 42192az_dlext_20150111_9070_9151.csv | F:\UPOD\Cell_DLE\CSV_files_raw_nieuwe_structuur\2015\sap3_92\m01 | F:\UPOD\Cell_DLE\CSV_files_raw_nieuwe_structuur\2015\sap3_92\m01\42192az_dlext_20150111_9070_9151.csv | 82
v5 | Full | 3 | 42192az_dlext_20150112_9152_9346.csv | F:\UPOD\Cell_DLE\CSV_files_raw_nieuwe_structuur\2015\sap3_92\m01 | F:\UPOD\Cell_DLE\CSV_files_raw_nieuwe_structuur\2015\sap3_92\m01\42192az_dlext_20150112_9152_9346.csv | 195
v5 | Full | 3 | 42192az_dlext_20150113_9347_9469.csv | F:\UPOD\Cell_DLE\CSV_files_raw_nieuwe_structuur\2015\sap3_92\m01 | F:\UPOD\Cell_DLE\CSV_files_raw_nieuwe_structuur\2015\sap3_92\m01\42192az_dlext_20150113_9347_9469.csv | 123
v5 | Full | 3 | 42192az_dlext_20150114_9470_9712.csv | F:\UPOD\Cell_DLE\CSV_files_raw_nieuwe_structuur\2015\sap3_92\m01 | F:\UPOD\Cell_DLE\CSV_files_raw_nieuwe_structuur\2015\sap3_92\m01\42192az_dlext_20150114_9470_9712.csv | 243
v5 | Full | 3 | 42192az_dlext_20150115_9713_9965.csv | F:\UPOD\Cell_DLE\CSV_files_raw_nieuwe_structuur\2015\sap3_92\m01 | F:\UPOD\Cell_DLE\CSV_files_raw_nieuwe_structuur\2015\sap3_92\m01\42192az_dlext_20150115_9713_9965.csv | 253
v5 | Full | 3 | 42192az_dlext_20150116_9966_0079.csv | F:\UPOD\Cell_DLE\CSV_files_raw_nieuwe_structuur\2015\sap3_92\m01 | F:\UPOD\Cell_DLE\CSV_files_raw_nieuwe_structuur\2015\sap3_92\m01\42192az_dlext_20150116_9966_0079.csv | 114
v5 | Full | 3 | 42192az_dlext_20150117_0080_0143.csv | F:\UPOD\Cell_DLE\CSV_files_raw_nieuwe_structuur\2015\sap3_92\m01 | F:\UPOD\Cell_DLE\CSV_files_raw_nieuwe_structuur\2015\sap3_92\m01\42192az_dlext_20150117_0080_0143.csv | 64
v5 | Full | 3 | 42192az_dlext_20150118_0144_0187.csv | F:\UPOD\Cell_DLE\CSV_files_raw_nieuwe_structuur\2015\sap3_92\m01 | F:\UPOD\Cell_DLE\CSV_files_raw_nieuwe_structuur\2015\sap3_92\m01\42192az_dlext_20150118_0144_0187.csv | 44
v5 | Full | 3 | 42192az_dlext_20150119_0188_0332.csv | F:\UPOD\Cell_DLE\CSV_files_raw_nieuwe_structuur\2015\sap3_92\m01 | F:\UPOD\Cell_DLE\CSV_files_raw_nieuwe_structuur\2015\sap3_92\m01\42192az_dlext_20150119_0188_0332.csv | 145
v5 | Full | 3 | 42192az_dlext_20150120_0333_0420.csv | F:\UPOD\Cell_DLE\CSV_files_raw_nieuwe_structuur\2015\sap3_92\m01 | F:\UPOD\Cell_DLE\CSV_files_raw_nieuwe_structuur\2015\sap3_92\m01\42192az_dlext_20150120_0333_0420.csv | 88
v5 | Full | 3 | 42192az_dlext_20150121_0421_0605.csv | F:\UPOD\Cell_DLE\CSV_files_raw_nieuwe_structuur\2015\sap3_92\m01 | F:\UPOD\Cell_DLE\CSV_files_raw_nieuwe_structuur\2015\sap3_92\m01\42192az_dlext_20150121_0421_0605.csv | 185
v5 | Full | 3 | 42192az_dlext_20150122_0606_0751.csv | F:\UPOD\Cell_DLE\CSV_files_raw_nieuwe_structuur\2015\sap3_92\m01 | F:\UPOD\Cell_DLE\CSV_files_raw_nieuwe_structuur\2015\sap3_92\m01\42192az_dlext_20150122_0606_0751.csv | 146
v5 | Full | 3 | 42192az_dlext_20150123_0752_0829.csv | F:\UPOD\Cell_DLE\CSV_files_raw_nieuwe_structuur\2015\sap3_92\m01 | F:\UPOD\Cell_DLE\CSV_files_raw_nieuwe_structuur\2015\sap3_92\m01\42192az_dlext_20150123_0752_0829.csv | 78
v5 | Full | 3 | 42192az_dlext_20150124_0830_0884.csv | F:\UPOD\Cell_DLE\CSV_files_raw_nieuwe_structuur\2015\sap3_92\m01 | F:\UPOD\Cell_DLE\CSV_files_raw_nieuwe_structuur\2015\sap3_92\m01\42192az_dlext_20150124_0830_0884.csv | 55
v5 | Full | 3 | 42192az_dlext_20150125_0885_0940.csv | F:\UPOD\Cell_DLE\CSV_files_raw_nieuwe_structuur\2015\sap3_92\m01 | F:\UPOD\Cell_DLE\CSV_files_raw_nieuwe_structuur\2015\sap3_92\m01\42192az_dlext_20150125_0885_0940.csv | 56
v5 | Full | 3 | 42192az_dlext_20150126_0941_1087.csv | F:\UPOD\Cell_DLE\CSV_files_raw_nieuwe_structuur\2015\sap3_92\m01 | F:\UPOD\Cell_DLE\CSV_files_raw_nieuwe_structuur\2015\sap3_92\m01\42192az_dlext_20150126_0941_1087.csv | 147
v5 | Full | 3 | 42192az_dlext_20150127_1088_1233.csv | F:\UPOD\Cell_DLE\CSV_files_raw_nieuwe_structuur\2015\sap3_92\m01 | F:\UPOD\Cell_DLE\CSV_files_raw_nieuwe_structuur\2015\sap3_92\m01\42192az_dlext_20150127_1088_1233.csv | 146
v5 | Full | 3 | 42192az_dlext_20150128_1234_1361.csv | F:\UPOD\Cell_DLE\CSV_files_raw_nieuwe_structuur\2015\sap3_92\m01 | F:\UPOD\Cell_DLE\CSV_files_raw_nieuwe_structuur\2015\sap3_92\m01\42192az_dlext_20150128_1234_1361.csv | 128
v5 | Full | 3 | 42192az_dlext_20150129_1362_1484.csv | F:\UPOD\Cell_DLE\CSV_files_raw_nieuwe_structuur\2015\sap3_92\m01 | F:\UPOD\Cell_DLE\CSV_files_raw_nieuwe_structuur\2015\sap3_92\m01\42192az_dlext_20150129_1362_1484.csv | 123
v5 | Full | 3 | 42192az_dlext_20150130_1485_1616.csv | F:\UPOD\Cell_DLE\CSV_files_raw_nieuwe_structuur\2015\sap3_92\m01 | F:\UPOD\Cell_DLE\CSV_files_raw_nieuwe_structuur\2015\sap3_92\m01\42192az_dlext_20150130_1485_1616.csv | 132
v5 | Full | 3 | 42192az_dlext_20150131_1617_1683.csv | F:\UPOD\Cell_DLE\CSV_files_raw_nieuwe_structuur\2015\sap3_92\m01 | F:\UPOD\Cell_DLE\CSV_files_raw_nieuwe_structuur\2015\sap3_92\m01\42192az_dlext_20150131_1617_1683.csv | 67
v5 | Full | 3 | 42192az_dlext_20150201_1684_1767.csv | F:\UPOD\Cell_DLE\CSV_files_raw_nieuwe_structuur\2015\sap3_92\m02 | F:\UPOD\Cell_DLE\CSV_files_raw_nieuwe_structuur\2015\sap3_92\m02\42192az_dlext_20150201_1684_1767.csv | 84
v5 | Full | 3 | 42192az_dlext_20150202_1768_2038.csv | F:\UPOD\Cell_DLE\CSV_files_raw_nieuwe_structuur\2015\sap3_92\m02 | F:\UPOD\Cell_DLE\CSV_files_raw_nieuwe_structuur\2015\sap3_92\m02\42192az_dlext_20150202_1768_2038.csv | 271
v5 | Full | 3 | 42192az_dlext_20150203_2039_2208.csv | F:\UPOD\Cell_DLE\CSV_files_raw_nieuwe_structuur\2015\sap3_92\m02 | F:\UPOD\Cell_DLE\CSV_files_raw_nieuwe_structuur\2015\sap3_92\m02\42192az_dlext_20150203_2039_2208.csv | 170
v5 | Full | 3 | 42192az_dlext_20150204_2209_2350.csv | F:\UPOD\Cell_DLE\CSV_files_raw_nieuwe_structuur\2015\sap3_92\m02 | F:\UPOD\Cell_DLE\CSV_files_raw_nieuwe_structuur\2015\sap3_92\m02\42192az_dlext_20150204_2209_2350.csv | 142
v5 | Full | 3 | 42192az_dlext_20150205_2351_2466.csv | F:\UPOD\Cell_DLE\CSV_files_raw_nieuwe_structuur\2015\sap3_92\m02 | F:\UPOD\Cell_DLE\CSV_files_raw_nieuwe_structuur\2015\sap3_92\m02\42192az_dlext_20150205_2351_2466.csv | 116
v5 | Full | 3 | 42192az_dlext_20150206_2467_2612.csv | F:\UPOD\Cell_DLE\CSV_files_raw_nieuwe_structuur\2015\sap3_92\m02 | F:\UPOD\Cell_DLE\CSV_files_raw_nieuwe_structuur\2015\sap3_92\m02\42192az_dlext_20150206_2467_2612.csv | 146
v5 | Full | 3 | 42192az_dlext_20150207_2613_2663.csv | F:\UPOD\Cell_DLE\CSV_files_raw_nieuwe_structuur\2015\sap3_92\m02 | F:\UPOD\Cell_DLE\CSV_files_raw_nieuwe_structuur\2015\sap3_92\m02\42192az_dlext_20150207_2613_2663.csv | 51
v5 | Full | 3 | 42192az_dlext_20150208_2664_2735.csv | F:\UPOD\Cell_DLE\CSV_files_raw_nieuwe_structuur\2015\sap3_92\m02 | F:\UPOD\Cell_DLE\CSV_files_raw_nieuwe_structuur\2015\sap3_92\m02\42192az_dlext_20150208_2664_2735.csv | 72
v5 | Full | 3 | 42192az_dlext_20150209_2736_2872.csv | F:\UPOD\Cell_DLE\CSV_files_raw_nieuwe_structuur\2015\sap3_92\m02 | F:\UPOD\Cell_DLE\CSV_files_raw_nieuwe_structuur\2015\sap3_92\m02\42192az_dlext_20150209_2736_2872.csv | 137
v5 | Full | 3 | 42192az_dlext_20150210_2873_3031.csv | F:\UPOD\Cell_DLE\CSV_files_raw_nieuwe_structuur\2015\sap3_92\m02 | F:\UPOD\Cell_DLE\CSV_files_raw_nieuwe_structuur\2015\sap3_92\m02\42192az_dlext_20150210_2873_3031.csv | 159
v5 | Full | 3 | 42192az_dlext_20150211_3032_3161.csv | F:\UPOD\Cell_DLE\CSV_files_raw_nieuwe_structuur\2015\sap3_92\m02 | F:\UPOD\Cell_DLE\CSV_files_raw_nieuwe_structuur\2015\sap3_92\m02\42192az_dlext_20150211_3032_3161.csv | 130
v5 | Full | 3 | 42192az_dlext_20150212_3162_3346.csv | F:\UPOD\Cell_DLE\CSV_files_raw_nieuwe_structuur\2015\sap3_92\m02 | F:\UPOD\Cell_DLE\CSV_files_raw_nieuwe_structuur\2015\sap3_92\m02\42192az_dlext_20150212_3162_3346.csv | 185
v5 | Full | 3 | 42192az_dlext_20150213_3347_3504.csv | F:\UPOD\Cell_DLE\CSV_files_raw_nieuwe_structuur\2015\sap3_92\m02 | F:\UPOD\Cell_DLE\CSV_files_raw_nieuwe_structuur\2015\sap3_92\m02\42192az_dlext_20150213_3347_3504.csv | 158
v5 | Full | 3 | 42192az_dlext_20150214_3505_3537.csv | F:\UPOD\Cell_DLE\CSV_files_raw_nieuwe_structuur\2015\sap3_92\m02 | F:\UPOD\Cell_DLE\CSV_files_raw_nieuwe_structuur\2015\sap3_92\m02\42192az_dlext_20150214_3505_3537.csv | 33
v5 | Full | 3 | 42192az_dlext_20150215_3538_3580.csv | F:\UPOD\Cell_DLE\CSV_files_raw_nieuwe_structuur\2015\sap3_92\m02 | F:\UPOD\Cell_DLE\CSV_files_raw_nieuwe_structuur\2015\sap3_92\m02\42192az_dlext_20150215_3538_3580.csv | 43
v5 | Full | 3 | 42192az_dlext_20150216_3581_3789.csv | F:\UPOD\Cell_DLE\CSV_files_raw_nieuwe_structuur\2015\sap3_92\m02 | F:\UPOD\Cell_DLE\CSV_files_raw_nieuwe_structuur\2015\sap3_92\m02\42192az_dlext_20150216_3581_3789.csv | 209
v5 | Full | 3 | 42192az_dlext_20150217_3790_3906.csv | F:\UPOD\Cell_DLE\CSV_files_raw_nieuwe_structuur\2015\sap3_92\m02 | F:\UPOD\Cell_DLE\CSV_files_raw_nieuwe_structuur\2015\sap3_92\m02\42192az_dlext_20150217_3790_3906.csv | 117
v5 | Full | 3 | 42192az_dlext_20150218_3907_4006.csv | F:\UPOD\Cell_DLE\CSV_files_raw_nieuwe_structuur\2015\sap3_92\m02 | F:\UPOD\Cell_DLE\CSV_files_raw_nieuwe_structuur\2015\sap3_92\m02\42192az_dlext_20150218_3907_4006.csv | 100
v5 | Full | 3 | 42192az_dlext_20150219_4007_4116.csv | F:\UPOD\Cell_DLE\CSV_files_raw_nieuwe_structuur\2015\sap3_92\m02 | F:\UPOD\Cell_DLE\CSV_files_raw_nieuwe_structuur\2015\sap3_92\m02\42192az_dlext_20150219_4007_4116.csv | 110
v5 | Full | 3 | 42192az_dlext_20150220_4117_4268.csv | F:\UPOD\Cell_DLE\CSV_files_raw_nieuwe_structuur\2015\sap3_92\m02 | F:\UPOD\Cell_DLE\CSV_files_raw_nieuwe_structuur\2015\sap3_92\m02\42192az_dlext_20150220_4117_4268.csv | 152
v5 | Full | 3 | 42192az_dlext_20150221_4269_4321.csv | F:\UPOD\Cell_DLE\CSV_files_raw_nieuwe_structuur\2015\sap3_92\m02 | F:\UPOD\Cell_DLE\CSV_files_raw_nieuwe_structuur\2015\sap3_92\m02\42192az_dlext_20150221_4269_4321.csv | 53
v5 | Full | 3 | 42192az_dlext_20150222_4322_4370.csv | F:\UPOD\Cell_DLE\CSV_files_raw_nieuwe_structuur\2015\sap3_92\m02 | F:\UPOD\Cell_DLE\CSV_files_raw_nieuwe_structuur\2015\sap3_92\m02\42192az_dlext_20150222_4322_4370.csv | 49
v5 | Full | 3 | 42192az_dlext_20150223_4371_4522.csv | F:\UPOD\Cell_DLE\CSV_files_raw_nieuwe_structuur\2015\sap3_92\m02 | F:\UPOD\Cell_DLE\CSV_files_raw_nieuwe_structuur\2015\sap3_92\m02\42192az_dlext_20150223_4371_4522.csv | 152
v5 | Full | 3 | 42192az_dlext_20150224_4523_4642.csv | F:\UPOD\Cell_DLE\CSV_files_raw_nieuwe_structuur\2015\sap3_92\m02 | F:\UPOD\Cell_DLE\CSV_files_raw_nieuwe_structuur\2015\sap3_92\m02\42192az_dlext_20150224_4523_4642.csv | 120
v5 | Full | 3 | 42192az_dlext_20150225_4643_4731.csv | F:\UPOD\Cell_DLE\CSV_files_raw_nieuwe_structuur\2015\sap3_92\m02 | F:\UPOD\Cell_DLE\CSV_files_raw_nieuwe_structuur\2015\sap3_92\m02\42192az_dlext_20150225_4643_4731.csv | 89
v5 | Full | 3 | 42192az_dlext_20150226_4732_4840.csv | F:\UPOD\Cell_DLE\CSV_files_raw_nieuwe_structuur\2015\sap3_92\m02 | F:\UPOD\Cell_DLE\CSV_files_raw_nieuwe_structuur\2015\sap3_92\m02\42192az_dlext_20150226_4732_4840.csv | 109
v5 | Full | 3 | 42192az_dlext_20150227_4841_4988.csv | F:\UPOD\Cell_DLE\CSV_files_raw_nieuwe_structuur\2015\sap3_92\m02 | F:\UPOD\Cell_DLE\CSV_files_raw_nieuwe_structuur\2015\sap3_92\m02\42192az_dlext_20150227_4841_4988.csv | 148
v5 | Full | 3 | 42192az_dlext_20150228_4989_5059.csv | F:\UPOD\Cell_DLE\CSV_files_raw_nieuwe_structuur\2015\sap3_92\m02 | F:\UPOD\Cell_DLE\CSV_files_raw_nieuwe_structuur\2015\sap3_92\m02\42192az_dlext_20150228_4989_5059.csv | 71
v5 | Full | 3 | 42192az_dlext_20150301_5060_5093.csv | F:\UPOD\Cell_DLE\CSV_files_raw_nieuwe_structuur\2015\sap3_92\m03 | F:\UPOD\Cell_DLE\CSV_files_raw_nieuwe_structuur\2015\sap3_92\m03\42192az_dlext_20150301_5060_5093.csv | 34
v5 | Full | 3 | 42192az_dlext_20150302_5094_5267.csv | F:\UPOD\Cell_DLE\CSV_files_raw_nieuwe_structuur\2015\sap3_92\m03 | F:\UPOD\Cell_DLE\CSV_files_raw_nieuwe_structuur\2015\sap3_92\m03\42192az_dlext_20150302_5094_5267.csv | 174
v5 | Full | 3 | 42192az_dlext_20150303_5268_5499.csv | F:\UPOD\Cell_DLE\CSV_files_raw_nieuwe_structuur\2015\sap3_92\m03 | F:\UPOD\Cell_DLE\CSV_files_raw_nieuwe_structuur\2015\sap3_92\m03\42192az_dlext_20150303_5268_5499.csv | 232
v5 | Full | 3 | 42192az_dlext_20150304_5500_5613.csv | F:\UPOD\Cell_DLE\CSV_files_raw_nieuwe_structuur\2015\sap3_92\m03 | F:\UPOD\Cell_DLE\CSV_files_raw_nieuwe_structuur\2015\sap3_92\m03\42192az_dlext_20150304_5500_5613.csv | 114
v5 | Full | 3 | 42192az_dlext_20150305_5614_5788.csv | F:\UPOD\Cell_DLE\CSV_files_raw_nieuwe_structuur\2015\sap3_92\m03 | F:\UPOD\Cell_DLE\CSV_files_raw_nieuwe_structuur\2015\sap3_92\m03\42192az_dlext_20150305_5614_5788.csv | 175
v5 | Full | 3 | 42192az_dlext_20150306_5789_5893.csv | F:\UPOD\Cell_DLE\CSV_files_raw_nieuwe_structuur\2015\sap3_92\m03 | F:\UPOD\Cell_DLE\CSV_files_raw_nieuwe_structuur\2015\sap3_92\m03\42192az_dlext_20150306_5789_5893.csv | 105
v5 | Full | 3 | 42192az_dlext_20150307_5894_5943.csv | F:\UPOD\Cell_DLE\CSV_files_raw_nieuwe_structuur\2015\sap3_92\m03 | F:\UPOD\Cell_DLE\CSV_files_raw_nieuwe_structuur\2015\sap3_92\m03\42192az_dlext_20150307_5894_5943.csv | 50
v5 | Full | 3 | 42192az_dlext_20150308_5944_6004.csv | F:\UPOD\Cell_DLE\CSV_files_raw_nieuwe_structuur\2015\sap3_92\m03 | F:\UPOD\Cell_DLE\CSV_files_raw_nieuwe_structuur\2015\sap3_92\m03\42192az_dlext_20150308_5944_6004.csv | 61
v5 | Full | 3 | 42192az_dlext_20150309_6005_6210.csv | F:\UPOD\Cell_DLE\CSV_files_raw_nieuwe_structuur\2015\sap3_92\m03 | F:\UPOD\Cell_DLE\CSV_files_raw_nieuwe_structuur\2015\sap3_92\m03\42192az_dlext_20150309_6005_6210.csv | 206
v5 | Full | 3 | 42192az_dlext_20150310_6211_6395.csv | F:\UPOD\Cell_DLE\CSV_files_raw_nieuwe_structuur\2015\sap3_92\m03 | F:\UPOD\Cell_DLE\CSV_files_raw_nieuwe_structuur\2015\sap3_92\m03\42192az_dlext_20150310_6211_6395.csv | 185
v5 | Full | 3 | 42192az_dlext_20150311_6396_6518.csv | F:\UPOD\Cell_DLE\CSV_files_raw_nieuwe_structuur\2015\sap3_92\m03 | F:\UPOD\Cell_DLE\CSV_files_raw_nieuwe_structuur\2015\sap3_92\m03\42192az_dlext_20150311_6396_6518.csv | 123
v5 | Full | 3 | 42192az_dlext_20150312_6519_6675.csv | F:\UPOD\Cell_DLE\CSV_files_raw_nieuwe_structuur\2015\sap3_92\m03 | F:\UPOD\Cell_DLE\CSV_files_raw_nieuwe_structuur\2015\sap3_92\m03\42192az_dlext_20150312_6519_6675.csv | 157
v5 | Full | 3 | 42192az_dlext_20150313_6676_6796.csv | F:\UPOD\Cell_DLE\CSV_files_raw_nieuwe_structuur\2015\sap3_92\m03 | F:\UPOD\Cell_DLE\CSV_files_raw_nieuwe_structuur\2015\sap3_92\m03\42192az_dlext_20150313_6676_6796.csv | 121
v5 | Full | 3 | 42192az_dlext_20150314_6797_6860.csv | F:\UPOD\Cell_DLE\CSV_files_raw_nieuwe_structuur\2015\sap3_92\m03 | F:\UPOD\Cell_DLE\CSV_files_raw_nieuwe_structuur\2015\sap3_92\m03\42192az_dlext_20150314_6797_6860.csv | 64
v5 | Full | 3 | 42192az_dlext_20150315_6861_6924.csv | F:\UPOD\Cell_DLE\CSV_files_raw_nieuwe_structuur\2015\sap3_92\m03 | F:\UPOD\Cell_DLE\CSV_files_raw_nieuwe_structuur\2015\sap3_92\m03\42192az_dlext_20150315_6861_6924.csv | 64
v5 | Full | 3 | 42192az_dlext_20150316_6925_7058.csv | F:\UPOD\Cell_DLE\CSV_files_raw_nieuwe_structuur\2015\sap3_92\m03 | F:\UPOD\Cell_DLE\CSV_files_raw_nieuwe_structuur\2015\sap3_92\m03\42192az_dlext_20150316_6925_7058.csv | 134
v5 | Full | 3 | 42192az_dlext_20150317_7059_7228.csv | F:\UPOD\Cell_DLE\CSV_files_raw_nieuwe_structuur\2015\sap3_92\m03 | F:\UPOD\Cell_DLE\CSV_files_raw_nieuwe_structuur\2015\sap3_92\m03\42192az_dlext_20150317_7059_7228.csv | 170
v5 | Full | 3 | 42192az_dlext_20150318_7229_7401.csv | F:\UPOD\Cell_DLE\CSV_files_raw_nieuwe_structuur\2015\sap3_92\m03 | F:\UPOD\Cell_DLE\CSV_files_raw_nieuwe_structuur\2015\sap3_92\m03\42192az_dlext_20150318_7229_7401.csv | 173
v5 | Full | 3 | 42192az_dlext_20150319_7402_7601.csv | F:\UPOD\Cell_DLE\CSV_files_raw_nieuwe_structuur\2015\sap3_92\m03 | F:\UPOD\Cell_DLE\CSV_files_raw_nieuwe_structuur\2015\sap3_92\m03\42192az_dlext_20150319_7402_7601.csv | 200
v5 | Full | 3 | 42192az_dlext_20150320_7602_7715.csv | F:\UPOD\Cell_DLE\CSV_files_raw_nieuwe_structuur\2015\sap3_92\m03 | F:\UPOD\Cell_DLE\CSV_files_raw_nieuwe_structuur\2015\sap3_92\m03\42192az_dlext_20150320_7602_7715.csv | 114
v5 | Full | 3 | 42192az_dlext_20150321_7716_7718.csv | F:\UPOD\Cell_DLE\CSV_files_raw_nieuwe_structuur\2015\sap3_92\m03 | F:\UPOD\Cell_DLE\CSV_files_raw_nieuwe_structuur\2015\sap3_92\m03\42192az_dlext_20150321_7716_7718.csv | 3
v5 | Full | 3 | 42192az_dlext_20150322_7719_7778.csv | F:\UPOD\Cell_DLE\CSV_files_raw_nieuwe_structuur\2015\sap3_92\m03 | F:\UPOD\Cell_DLE\CSV_files_raw_nieuwe_structuur\2015\sap3_92\m03\42192az_dlext_20150322_7719_7778.csv | 60
v5 | Full | 3 | 42192az_dlext_20150323_7779_7985.csv | F:\UPOD\Cell_DLE\CSV_files_raw_nieuwe_structuur\2015\sap3_92\m03 | F:\UPOD\Cell_DLE\CSV_files_raw_nieuwe_structuur\2015\sap3_92\m03\42192az_dlext_20150323_7779_7985.csv | 207
v5 | Full | 3 | 42192az_dlext_20150324_7986_8100.csv | F:\UPOD\Cell_DLE\CSV_files_raw_nieuwe_structuur\2015\sap3_92\m03 | F:\UPOD\Cell_DLE\CSV_files_raw_nieuwe_structuur\2015\sap3_92\m03\42192az_dlext_20150324_7986_8100.csv | 115
v5 | Full | 3 | 42192az_dlext_20150325_8101_8246.csv | F:\UPOD\Cell_DLE\CSV_files_raw_nieuwe_structuur\2015\sap3_92\m03 | F:\UPOD\Cell_DLE\CSV_files_raw_nieuwe_structuur\2015\sap3_92\m03\42192az_dlext_20150325_8101_8246.csv | 146
v5 | Full | 3 | 42192az_dlext_20150326_8247_8371.csv | F:\UPOD\Cell_DLE\CSV_files_raw_nieuwe_structuur\2015\sap3_92\m03 | F:\UPOD\Cell_DLE\CSV_files_raw_nieuwe_structuur\2015\sap3_92\m03\42192az_dlext_20150326_8247_8371.csv | 125
v5 | Full | 3 | 42192az_dlext_20150327_8372_8493.csv | F:\UPOD\Cell_DLE\CSV_files_raw_nieuwe_structuur\2015\sap3_92\m03 | F:\UPOD\Cell_DLE\CSV_files_raw_nieuwe_structuur\2015\sap3_92\m03\42192az_dlext_20150327_8372_8493.csv | 122
v5 | Full | 3 | 42192az_dlext_20150328_8494_8567.csv | F:\UPOD\Cell_DLE\CSV_files_raw_nieuwe_structuur\2015\sap3_92\m03 | F:\UPOD\Cell_DLE\CSV_files_raw_nieuwe_structuur\2015\sap3_92\m03\42192az_dlext_20150328_8494_8567.csv | 74
v5 | Full | 3 | 42192az_dlext_20150329_8568_8628.csv | F:\UPOD\Cell_DLE\CSV_files_raw_nieuwe_structuur\2015\sap3_92\m03 | F:\UPOD\Cell_DLE\CSV_files_raw_nieuwe_structuur\2015\sap3_92\m03\42192az_dlext_20150329_8568_8628.csv | 61
v5 | Full | 3 | 42192az_dlext_20150330_8629_8783.csv | F:\UPOD\Cell_DLE\CSV_files_raw_nieuwe_structuur\2015\sap3_92\m03 | F:\UPOD\Cell_DLE\CSV_files_raw_nieuwe_structuur\2015\sap3_92\m03\42192az_dlext_20150330_8629_8783.csv | 155
v5 | Full | 3 | 42192az_dlext_20150331_8784_8883.csv | F:\UPOD\Cell_DLE\CSV_files_raw_nieuwe_structuur\2015\sap3_92\m03 | F:\UPOD\Cell_DLE\CSV_files_raw_nieuwe_structuur\2015\sap3_92\m03\42192az_dlext_20150331_8784_8883.csv | 100
v5 | Full | 3 | 42192az_dlext_20150401_8884_9000.csv | F:\UPOD\Cell_DLE\CSV_files_raw_nieuwe_structuur\2015\sap3_92\m04 | F:\UPOD\Cell_DLE\CSV_files_raw_nieuwe_structuur\2015\sap3_92\m04\42192az_dlext_20150401_8884_9000.csv | 117
v5 | Full | 3 | 42192az_dlext_20150402_9001_9089.csv | F:\UPOD\Cell_DLE\CSV_files_raw_nieuwe_structuur\2015\sap3_92\m04 | F:\UPOD\Cell_DLE\CSV_files_raw_nieuwe_structuur\2015\sap3_92\m04\42192az_dlext_20150402_9001_9089.csv | 89
v5 | Full | 3 | 42192az_dlext_20150403_9090_9134.csv | F:\UPOD\Cell_DLE\CSV_files_raw_nieuwe_structuur\2015\sap3_92\m04 | F:\UPOD\Cell_DLE\CSV_files_raw_nieuwe_structuur\2015\sap3_92\m04\42192az_dlext_20150403_9090_9134.csv | 45
v5 | Full | 3 | 42192az_dlext_20150404_9135_9194.csv | F:\UPOD\Cell_DLE\CSV_files_raw_nieuwe_structuur\2015\sap3_92\m04 | F:\UPOD\Cell_DLE\CSV_files_raw_nieuwe_structuur\2015\sap3_92\m04\42192az_dlext_20150404_9135_9194.csv | 60
v5 | Full | 3 | 42192az_dlext_20150405_9195_9240.csv | F:\UPOD\Cell_DLE\CSV_files_raw_nieuwe_structuur\2015\sap3_92\m04 | F:\UPOD\Cell_DLE\CSV_files_raw_nieuwe_structuur\2015\sap3_92\m04\42192az_dlext_20150405_9195_9240.csv | 46
v5 | Full | 3 | 42192az_dlext_20150406_9241_9284.csv | F:\UPOD\Cell_DLE\CSV_files_raw_nieuwe_structuur\2015\sap3_92\m04 | F:\UPOD\Cell_DLE\CSV_files_raw_nieuwe_structuur\2015\sap3_92\m04\42192az_dlext_20150406_9241_9284.csv | 44
v5 | Full | 3 | 42192az_dlext_20150407_9285_9403.csv | F:\UPOD\Cell_DLE\CSV_files_raw_nieuwe_structuur\2015\sap3_92\m04 | F:\UPOD\Cell_DLE\CSV_files_raw_nieuwe_structuur\2015\sap3_92\m04\42192az_dlext_20150407_9285_9403.csv | 119
v5 | Full | 3 | 42192az_dlext_20150408_9404_9535.csv | F:\UPOD\Cell_DLE\CSV_files_raw_nieuwe_structuur\2015\sap3_92\m04 | F:\UPOD\Cell_DLE\CSV_files_raw_nieuwe_structuur\2015\sap3_92\m04\42192az_dlext_20150408_9404_9535.csv | 132
v5 | Full | 3 | 42192az_dlext_20150409_9536_9760.csv | F:\UPOD\Cell_DLE\CSV_files_raw_nieuwe_structuur\2015\sap3_92\m04 | F:\UPOD\Cell_DLE\CSV_files_raw_nieuwe_structuur\2015\sap3_92\m04\42192az_dlext_20150409_9536_9760.csv | 225
v5 | Full | 3 | 42192az_dlext_20150410_9761_9827.csv | F:\UPOD\Cell_DLE\CSV_files_raw_nieuwe_structuur\2015\sap3_92\m04 | F:\UPOD\Cell_DLE\CSV_files_raw_nieuwe_structuur\2015\sap3_92\m04\42192az_dlext_20150410_9761_9827.csv | 67
v5 | Full | 3 | 42192az_dlext_20150411_9828_9867.csv | F:\UPOD\Cell_DLE\CSV_files_raw_nieuwe_structuur\2015\sap3_92\m04 | F:\UPOD\Cell_DLE\CSV_files_raw_nieuwe_structuur\2015\sap3_92\m04\42192az_dlext_20150411_9828_9867.csv | 40
v5 | Full | 3 | 42192az_dlext_20150412_9868_9917.csv | F:\UPOD\Cell_DLE\CSV_files_raw_nieuwe_structuur\2015\sap3_92\m04 | F:\UPOD\Cell_DLE\CSV_files_raw_nieuwe_structuur\2015\sap3_92\m04\42192az_dlext_20150412_9868_9917.csv | 50
v5 | Full | 3 | 42192az_dlext_20150413_9918_0181.csv | F:\UPOD\Cell_DLE\CSV_files_raw_nieuwe_structuur\2015\sap3_92\m04 | F:\UPOD\Cell_DLE\CSV_files_raw_nieuwe_structuur\2015\sap3_92\m04\42192az_dlext_20150413_9918_0181.csv | 264
v5 | Full | 3 | 42192az_dlext_20150414_0182_0257.csv | F:\UPOD\Cell_DLE\CSV_files_raw_nieuwe_structuur\2015\sap3_92\m04 | F:\UPOD\Cell_DLE\CSV_files_raw_nieuwe_structuur\2015\sap3_92\m04\42192az_dlext_20150414_0182_0257.csv | 76
v5 | Full | 3 | 42192az_dlext_20150415_0258_0371.csv | F:\UPOD\Cell_DLE\CSV_files_raw_nieuwe_structuur\2015\sap3_92\m04 | F:\UPOD\Cell_DLE\CSV_files_raw_nieuwe_structuur\2015\sap3_92\m04\42192az_dlext_20150415_0258_0371.csv | 114
v5 | Full | 3 | 42192az_dlext_20150416_0372_0599.csv | F:\UPOD\Cell_DLE\CSV_files_raw_nieuwe_structuur\2015\sap3_92\m04 | F:\UPOD\Cell_DLE\CSV_files_raw_nieuwe_structuur\2015\sap3_92\m04\42192az_dlext_20150416_0372_0599.csv | 228
v5 | Full | 3 | 42192az_dlext_20150417_0600_0800.csv | F:\UPOD\Cell_DLE\CSV_files_raw_nieuwe_structuur\2015\sap3_92\m04 | F:\UPOD\Cell_DLE\CSV_files_raw_nieuwe_structuur\2015\sap3_92\m04\42192az_dlext_20150417_0600_0800.csv | 201
v5 | Full | 3 | 42192az_dlext_20150418_0801_0863.csv | F:\UPOD\Cell_DLE\CSV_files_raw_nieuwe_structuur\2015\sap3_92\m04 | F:\UPOD\Cell_DLE\CSV_files_raw_nieuwe_structuur\2015\sap3_92\m04\42192az_dlext_20150418_0801_0863.csv | 63
v5 | Full | 3 | 42192az_dlext_20150419_0864_0928.csv | F:\UPOD\Cell_DLE\CSV_files_raw_nieuwe_structuur\2015\sap3_92\m04 | F:\UPOD\Cell_DLE\CSV_files_raw_nieuwe_structuur\2015\sap3_92\m04\42192az_dlext_20150419_0864_0928.csv | 65
v5 | Full | 3 | 42192az_dlext_20150420_0929_1089.csv | F:\UPOD\Cell_DLE\CSV_files_raw_nieuwe_structuur\2015\sap3_92\m04 | F:\UPOD\Cell_DLE\CSV_files_raw_nieuwe_structuur\2015\sap3_92\m04\42192az_dlext_20150420_0929_1089.csv | 161
v5 | Full | 3 | 42192az_dlext_20150421_1090_1247.csv | F:\UPOD\Cell_DLE\CSV_files_raw_nieuwe_structuur\2015\sap3_92\m04 | F:\UPOD\Cell_DLE\CSV_files_raw_nieuwe_structuur\2015\sap3_92\m04\42192az_dlext_20150421_1090_1247.csv | 158
v5 | Full | 3 | 42192az_dlext_20150422_1248_1444.csv | F:\UPOD\Cell_DLE\CSV_files_raw_nieuwe_structuur\2015\sap3_92\m04 | F:\UPOD\Cell_DLE\CSV_files_raw_nieuwe_structuur\2015\sap3_92\m04\42192az_dlext_20150422_1248_1444.csv | 197
v5 | Full | 3 | 42192az_dlext_20150423_1445_1666.csv | F:\UPOD\Cell_DLE\CSV_files_raw_nieuwe_structuur\2015\sap3_92\m04 | F:\UPOD\Cell_DLE\CSV_files_raw_nieuwe_structuur\2015\sap3_92\m04\42192az_dlext_20150423_1445_1666.csv | 222
v5 | Full | 3 | 42192az_dlext_20150424_1667_1819.csv | F:\UPOD\Cell_DLE\CSV_files_raw_nieuwe_structuur\2015\sap3_92\m04 | F:\UPOD\Cell_DLE\CSV_files_raw_nieuwe_structuur\2015\sap3_92\m04\42192az_dlext_20150424_1667_1819.csv | 153
v5 | Full | 3 | 42192az_dlext_20150425_1820_1895.csv | F:\UPOD\Cell_DLE\CSV_files_raw_nieuwe_structuur\2015\sap3_92\m04 | F:\UPOD\Cell_DLE\CSV_files_raw_nieuwe_structuur\2015\sap3_92\m04\42192az_dlext_20150425_1820_1895.csv | 76
v5 | Full | 3 | 42192az_dlext_20150426_1896_1971.csv | F:\UPOD\Cell_DLE\CSV_files_raw_nieuwe_structuur\2015\sap3_92\m04 | F:\UPOD\Cell_DLE\CSV_files_raw_nieuwe_structuur\2015\sap3_92\m04\42192az_dlext_20150426_1896_1971.csv | 76
v5 | Full | 3 | 42192az_dlext_20150427_1972_2027.csv | F:\UPOD\Cell_DLE\CSV_files_raw_nieuwe_structuur\2015\sap3_92\m04 | F:\UPOD\Cell_DLE\CSV_files_raw_nieuwe_structuur\2015\sap3_92\m04\42192az_dlext_20150427_1972_2027.csv | 56
v5 | Full | 3 | 42192az_dlext_20150428_2028_2302.csv | F:\UPOD\Cell_DLE\CSV_files_raw_nieuwe_structuur\2015\sap3_92\m04 | F:\UPOD\Cell_DLE\CSV_files_raw_nieuwe_structuur\2015\sap3_92\m04\42192az_dlext_20150428_2028_2302.csv | 275
v5 | Full | 3 | 42192az_dlext_20150429_2303_2424.csv | F:\UPOD\Cell_DLE\CSV_files_raw_nieuwe_structuur\2015\sap3_92\m04 | F:\UPOD\Cell_DLE\CSV_files_raw_nieuwe_structuur\2015\sap3_92\m04\42192az_dlext_20150429_2303_2424.csv | 122
v5 | Full | 3 | 42192az_dlext_20150430_2425_2656.csv | F:\UPOD\Cell_DLE\CSV_files_raw_nieuwe_structuur\2015\sap3_92\m04 | F:\UPOD\Cell_DLE\CSV_files_raw_nieuwe_structuur\2015\sap3_92\m04\42192az_dlext_20150430_2425_2656.csv | 232
v5 | Full | 3 | 42192az_dlext_20150501_2657_2780.csv | F:\UPOD\Cell_DLE\CSV_files_raw_nieuwe_structuur\2015\sap3_92\m05 | F:\UPOD\Cell_DLE\CSV_files_raw_nieuwe_structuur\2015\sap3_92\m05\42192az_dlext_20150501_2657_2780.csv | 124
v5 | Full | 3 | 42192az_dlext_20150502_2781_2833.csv | F:\UPOD\Cell_DLE\CSV_files_raw_nieuwe_structuur\2015\sap3_92\m05 | F:\UPOD\Cell_DLE\CSV_files_raw_nieuwe_structuur\2015\sap3_92\m05\42192az_dlext_20150502_2781_2833.csv | 53
v5 | Full | 3 | 42192az_dlext_20150503_2834_2877.csv | F:\UPOD\Cell_DLE\CSV_files_raw_nieuwe_structuur\2015\sap3_92\m05 | F:\UPOD\Cell_DLE\CSV_files_raw_nieuwe_structuur\2015\sap3_92\m05\42192az_dlext_20150503_2834_2877.csv | 44
v5 | Full | 3 | 42192az_dlext_20150504_2878_3002.csv | F:\UPOD\Cell_DLE\CSV_files_raw_nieuwe_structuur\2015\sap3_92\m05 | F:\UPOD\Cell_DLE\CSV_files_raw_nieuwe_structuur\2015\sap3_92\m05\42192az_dlext_20150504_2878_3002.csv | 125
v5 | Full | 3 | 42192az_dlext_20150505_3003_3083.csv | F:\UPOD\Cell_DLE\CSV_files_raw_nieuwe_structuur\2015\sap3_92\m05 | F:\UPOD\Cell_DLE\CSV_files_raw_nieuwe_structuur\2015\sap3_92\m05\42192az_dlext_20150505_3003_3083.csv | 81
v5 | Full | 3 | 42192az_dlext_20150506_3084_3224.csv | F:\UPOD\Cell_DLE\CSV_files_raw_nieuwe_structuur\2015\sap3_92\m05 | F:\UPOD\Cell_DLE\CSV_files_raw_nieuwe_structuur\2015\sap3_92\m05\42192az_dlext_20150506_3084_3224.csv | 141
v5 | Full | 3 | 42192az_dlext_20150507_3225_3415.csv | F:\UPOD\Cell_DLE\CSV_files_raw_nieuwe_structuur\2015\sap3_92\m05 | F:\UPOD\Cell_DLE\CSV_files_raw_nieuwe_structuur\2015\sap3_92\m05\42192az_dlext_20150507_3225_3415.csv | 191
v5 | Full | 3 | 42192az_dlext_20150508_3416_3523.csv | F:\UPOD\Cell_DLE\CSV_files_raw_nieuwe_structuur\2015\sap3_92\m05 | F:\UPOD\Cell_DLE\CSV_files_raw_nieuwe_structuur\2015\sap3_92\m05\42192az_dlext_20150508_3416_3523.csv | 108
v5 | Full | 3 | 42192az_dlext_20150509_3524_3578.csv | F:\UPOD\Cell_DLE\CSV_files_raw_nieuwe_structuur\2015\sap3_92\m05 | F:\UPOD\Cell_DLE\CSV_files_raw_nieuwe_structuur\2015\sap3_92\m05\42192az_dlext_20150509_3524_3578.csv | 55
v5 | Full | 3 | 42192az_dlext_20150510_3579_3640.csv | F:\UPOD\Cell_DLE\CSV_files_raw_nieuwe_structuur\2015\sap3_92\m05 | F:\UPOD\Cell_DLE\CSV_files_raw_nieuwe_structuur\2015\sap3_92\m05\42192az_dlext_20150510_3579_3640.csv | 62
v5 | Full | 3 | 42192az_dlext_20150511_3641_3826.csv | F:\UPOD\Cell_DLE\CSV_files_raw_nieuwe_structuur\2015\sap3_92\m05 | F:\UPOD\Cell_DLE\CSV_files_raw_nieuwe_structuur\2015\sap3_92\m05\42192az_dlext_20150511_3641_3826.csv | 186
v5 | Full | 3 | 42192az_dlext_20150512_3827_3938.csv | F:\UPOD\Cell_DLE\CSV_files_raw_nieuwe_structuur\2015\sap3_92\m05 | F:\UPOD\Cell_DLE\CSV_files_raw_nieuwe_structuur\2015\sap3_92\m05\42192az_dlext_20150512_3827_3938.csv | 112
v5 | Full | 3 | 42192az_dlext_20150513_3939_4096.csv | F:\UPOD\Cell_DLE\CSV_files_raw_nieuwe_structuur\2015\sap3_92\m05 | F:\UPOD\Cell_DLE\CSV_files_raw_nieuwe_structuur\2015\sap3_92\m05\42192az_dlext_20150513_3939_4096.csv | 158
v5 | Full | 3 | 42192az_dlext_20150514_4097_4188.csv | F:\UPOD\Cell_DLE\CSV_files_raw_nieuwe_structuur\2015\sap3_92\m05 | F:\UPOD\Cell_DLE\CSV_files_raw_nieuwe_structuur\2015\sap3_92\m05\42192az_dlext_20150514_4097_4188.csv | 92
v5 | Full | 3 | 42192az_dlext_20150515_4189_4273.csv | F:\UPOD\Cell_DLE\CSV_files_raw_nieuwe_structuur\2015\sap3_92\m05 | F:\UPOD\Cell_DLE\CSV_files_raw_nieuwe_structuur\2015\sap3_92\m05\42192az_dlext_20150515_4189_4273.csv | 85
v5 | Full | 3 | 42192az_dlext_20150516_4274_4340.csv | F:\UPOD\Cell_DLE\CSV_files_raw_nieuwe_structuur\2015\sap3_92\m05 | F:\UPOD\Cell_DLE\CSV_files_raw_nieuwe_structuur\2015\sap3_92\m05\42192az_dlext_20150516_4274_4340.csv | 67
v5 | Full | 3 | 42192az_dlext_20150517_4341_4428.csv | F:\UPOD\Cell_DLE\CSV_files_raw_nieuwe_structuur\2015\sap3_92\m05 | F:\UPOD\Cell_DLE\CSV_files_raw_nieuwe_structuur\2015\sap3_92\m05\42192az_dlext_20150517_4341_4428.csv | 88
v5 | Full | 3 | 42192az_dlext_20150518_4429_4613.csv | F:\UPOD\Cell_DLE\CSV_files_raw_nieuwe_structuur\2015\sap3_92\m05 | F:\UPOD\Cell_DLE\CSV_files_raw_nieuwe_structuur\2015\sap3_92\m05\42192az_dlext_20150518_4429_4613.csv | 185
v5 | Full | 3 | 42192az_dlext_20150519_4614_4741.csv | F:\UPOD\Cell_DLE\CSV_files_raw_nieuwe_structuur\2015\sap3_92\m05 | F:\UPOD\Cell_DLE\CSV_files_raw_nieuwe_structuur\2015\sap3_92\m05\42192az_dlext_20150519_4614_4741.csv | 128
v5 | Full | 3 | 42192az_dlext_20150520_4742_4862.csv | F:\UPOD\Cell_DLE\CSV_files_raw_nieuwe_structuur\2015\sap3_92\m05 | F:\UPOD\Cell_DLE\CSV_files_raw_nieuwe_structuur\2015\sap3_92\m05\42192az_dlext_20150520_4742_4862.csv | 121
v5 | Full | 3 | 42192az_dlext_20150521_4863_5071.csv | F:\UPOD\Cell_DLE\CSV_files_raw_nieuwe_structuur\2015\sap3_92\m05 | F:\UPOD\Cell_DLE\CSV_files_raw_nieuwe_structuur\2015\sap3_92\m05\42192az_dlext_20150521_4863_5071.csv | 209
v5 | Full | 3 | 42192az_dlext_20150522_5072_5284.csv | F:\UPOD\Cell_DLE\CSV_files_raw_nieuwe_structuur\2015\sap3_92\m05 | F:\UPOD\Cell_DLE\CSV_files_raw_nieuwe_structuur\2015\sap3_92\m05\42192az_dlext_20150522_5072_5284.csv | 213
v5 | Full | 3 | 42192az_dlext_20150523_5285_5383.csv | F:\UPOD\Cell_DLE\CSV_files_raw_nieuwe_structuur\2015\sap3_92\m05 | F:\UPOD\Cell_DLE\CSV_files_raw_nieuwe_structuur\2015\sap3_92\m05\42192az_dlext_20150523_5285_5383.csv | 99
v5 | Full | 3 | 42192az_dlext_20150524_5384_5473.csv | F:\UPOD\Cell_DLE\CSV_files_raw_nieuwe_structuur\2015\sap3_92\m05 | F:\UPOD\Cell_DLE\CSV_files_raw_nieuwe_structuur\2015\sap3_92\m05\42192az_dlext_20150524_5384_5473.csv | 90
v5 | Full | 3 | 42192az_dlext_20150525_5474_5544.csv | F:\UPOD\Cell_DLE\CSV_files_raw_nieuwe_structuur\2015\sap3_92\m05 | F:\UPOD\Cell_DLE\CSV_files_raw_nieuwe_structuur\2015\sap3_92\m05\42192az_dlext_20150525_5474_5544.csv | 71
v5 | Full | 3 | 42192az_dlext_20150526_5545_5663.csv | F:\UPOD\Cell_DLE\CSV_files_raw_nieuwe_structuur\2015\sap3_92\m05 | F:\UPOD\Cell_DLE\CSV_files_raw_nieuwe_structuur\2015\sap3_92\m05\42192az_dlext_20150526_5545_5663.csv | 119
v5 | Full | 3 | 42192az_dlext_20150527_5664_5791.csv | F:\UPOD\Cell_DLE\CSV_files_raw_nieuwe_structuur\2015\sap3_92\m05 | F:\UPOD\Cell_DLE\CSV_files_raw_nieuwe_structuur\2015\sap3_92\m05\42192az_dlext_20150527_5664_5791.csv | 128
v5 | Full | 3 | 42192az_dlext_20150528_5792_5909.csv | F:\UPOD\Cell_DLE\CSV_files_raw_nieuwe_structuur\2015\sap3_92\m05 | F:\UPOD\Cell_DLE\CSV_files_raw_nieuwe_structuur\2015\sap3_92\m05\42192az_dlext_20150528_5792_5909.csv | 118
v5 | Full | 3 | 42192az_dlext_20150529_5910_6055.csv | F:\UPOD\Cell_DLE\CSV_files_raw_nieuwe_structuur\2015\sap3_92\m05 | F:\UPOD\Cell_DLE\CSV_files_raw_nieuwe_structuur\2015\sap3_92\m05\42192az_dlext_20150529_5910_6055.csv | 146
v5 | Full | 3 | 42192az_dlext_20150530_6056_6131.csv | F:\UPOD\Cell_DLE\CSV_files_raw_nieuwe_structuur\2015\sap3_92\m05 | F:\UPOD\Cell_DLE\CSV_files_raw_nieuwe_structuur\2015\sap3_92\m05\42192az_dlext_20150530_6056_6131.csv | 76
v5 | Full | 3 | 42192az_dlext_20150531_6132_6189.csv | F:\UPOD\Cell_DLE\CSV_files_raw_nieuwe_structuur\2015\sap3_92\m05 | F:\UPOD\Cell_DLE\CSV_files_raw_nieuwe_structuur\2015\sap3_92\m05\42192az_dlext_20150531_6132_6189.csv | 58
v5 | Full | 3 | 42192az_dlext_20150601_6190_6412.csv | F:\UPOD\Cell_DLE\CSV_files_raw_nieuwe_structuur\2015\sap3_92\m06 | F:\UPOD\Cell_DLE\CSV_files_raw_nieuwe_structuur\2015\sap3_92\m06\42192az_dlext_20150601_6190_6412.csv | 223
v5 | Full | 3 | 42192az_dlext_20150602_6413_6520.csv | F:\UPOD\Cell_DLE\CSV_files_raw_nieuwe_structuur\2015\sap3_92\m06 | F:\UPOD\Cell_DLE\CSV_files_raw_nieuwe_structuur\2015\sap3_92\m06\42192az_dlext_20150602_6413_6520.csv | 108
v5 | Full | 3 | 42192az_dlext_20150603_6521_6638.csv | F:\UPOD\Cell_DLE\CSV_files_raw_nieuwe_structuur\2015\sap3_92\m06 | F:\UPOD\Cell_DLE\CSV_files_raw_nieuwe_structuur\2015\sap3_92\m06\42192az_dlext_20150603_6521_6638.csv | 118
v5 | Full | 3 | 42192az_dlext_20150604_6639_6827.csv | F:\UPOD\Cell_DLE\CSV_files_raw_nieuwe_structuur\2015\sap3_92\m06 | F:\UPOD\Cell_DLE\CSV_files_raw_nieuwe_structuur\2015\sap3_92\m06\42192az_dlext_20150604_6639_6827.csv | 189
v5 | Full | 3 | 42192az_dlext_20150605_6828_6965.csv | F:\UPOD\Cell_DLE\CSV_files_raw_nieuwe_structuur\2015\sap3_92\m06 | F:\UPOD\Cell_DLE\CSV_files_raw_nieuwe_structuur\2015\sap3_92\m06\42192az_dlext_20150605_6828_6965.csv | 138
v5 | Full | 3 | 42192az_dlext_20150606_6966_7016.csv | F:\UPOD\Cell_DLE\CSV_files_raw_nieuwe_structuur\2015\sap3_92\m06 | F:\UPOD\Cell_DLE\CSV_files_raw_nieuwe_structuur\2015\sap3_92\m06\42192az_dlext_20150606_6966_7016.csv | 51
v5 | Full | 3 | 42192az_dlext_20150607_7017_7061.csv | F:\UPOD\Cell_DLE\CSV_files_raw_nieuwe_structuur\2015\sap3_92\m06 | F:\UPOD\Cell_DLE\CSV_files_raw_nieuwe_structuur\2015\sap3_92\m06\42192az_dlext_20150607_7017_7061.csv | 45
v5 | Full | 3 | 42192az_dlext_20150608_7062_7234.csv | F:\UPOD\Cell_DLE\CSV_files_raw_nieuwe_structuur\2015\sap3_92\m06 | F:\UPOD\Cell_DLE\CSV_files_raw_nieuwe_structuur\2015\sap3_92\m06\42192az_dlext_20150608_7062_7234.csv | 173
v5 | Full | 3 | 42192az_dlext_20150609_7235_7317.csv | F:\UPOD\Cell_DLE\CSV_files_raw_nieuwe_structuur\2015\sap3_92\m06 | F:\UPOD\Cell_DLE\CSV_files_raw_nieuwe_structuur\2015\sap3_92\m06\42192az_dlext_20150609_7235_7317.csv | 83
v5 | Full | 3 | 42192az_dlext_20150610_7318_7437.csv | F:\UPOD\Cell_DLE\CSV_files_raw_nieuwe_structuur\2015\sap3_92\m06 | F:\UPOD\Cell_DLE\CSV_files_raw_nieuwe_structuur\2015\sap3_92\m06\42192az_dlext_20150610_7318_7437.csv | 120
v5 | Full | 3 | 42192az_dlext_20150611_7438_7587.csv | F:\UPOD\Cell_DLE\CSV_files_raw_nieuwe_structuur\2015\sap3_92\m06 | F:\UPOD\Cell_DLE\CSV_files_raw_nieuwe_structuur\2015\sap3_92\m06\42192az_dlext_20150611_7438_7587.csv | 150
v5 | Full | 3 | 42192az_dlext_20150612_7588_7702.csv | F:\UPOD\Cell_DLE\CSV_files_raw_nieuwe_structuur\2015\sap3_92\m06 | F:\UPOD\Cell_DLE\CSV_files_raw_nieuwe_structuur\2015\sap3_92\m06\42192az_dlext_20150612_7588_7702.csv | 115
v5 | Full | 3 | 42192az_dlext_20150613_7703_7750.csv | F:\UPOD\Cell_DLE\CSV_files_raw_nieuwe_structuur\2015\sap3_92\m06 | F:\UPOD\Cell_DLE\CSV_files_raw_nieuwe_structuur\2015\sap3_92\m06\42192az_dlext_20150613_7703_7750.csv | 48
v5 | Full | 3 | 42192az_dlext_20150614_7751_7812.csv | F:\UPOD\Cell_DLE\CSV_files_raw_nieuwe_structuur\2015\sap3_92\m06 | F:\UPOD\Cell_DLE\CSV_files_raw_nieuwe_structuur\2015\sap3_92\m06\42192az_dlext_20150614_7751_7812.csv | 62
v5 | Full | 3 | 42192az_dlext_20150615_7813_7964.csv | F:\UPOD\Cell_DLE\CSV_files_raw_nieuwe_structuur\2015\sap3_92\m06 | F:\UPOD\Cell_DLE\CSV_files_raw_nieuwe_structuur\2015\sap3_92\m06\42192az_dlext_20150615_7813_7964.csv | 152
v5 | Full | 3 | 42192az_dlext_20150616_7965_8066.csv | F:\UPOD\Cell_DLE\CSV_files_raw_nieuwe_structuur\2015\sap3_92\m06 | F:\UPOD\Cell_DLE\CSV_files_raw_nieuwe_structuur\2015\sap3_92\m06\42192az_dlext_20150616_7965_8066.csv | 102
v5 | Full | 3 | 42192az_dlext_20150617_8067_8230.csv | F:\UPOD\Cell_DLE\CSV_files_raw_nieuwe_structuur\2015\sap3_92\m06 | F:\UPOD\Cell_DLE\CSV_files_raw_nieuwe_structuur\2015\sap3_92\m06\42192az_dlext_20150617_8067_8230.csv | 164
v5 | Full | 3 | 42192az_dlext_20150618_8231_8430.csv | F:\UPOD\Cell_DLE\CSV_files_raw_nieuwe_structuur\2015\sap3_92\m06 | F:\UPOD\Cell_DLE\CSV_files_raw_nieuwe_structuur\2015\sap3_92\m06\42192az_dlext_20150618_8231_8430.csv | 200
v5 | Full | 3 | 42192az_dlext_20150619_8431_8546.csv | F:\UPOD\Cell_DLE\CSV_files_raw_nieuwe_structuur\2015\sap3_92\m06 | F:\UPOD\Cell_DLE\CSV_files_raw_nieuwe_structuur\2015\sap3_92\m06\42192az_dlext_20150619_8431_8546.csv | 116
v5 | Full | 3 | 42192az_dlext_20150620_8547_8594.csv | F:\UPOD\Cell_DLE\CSV_files_raw_nieuwe_structuur\2015\sap3_92\m06 | F:\UPOD\Cell_DLE\CSV_files_raw_nieuwe_structuur\2015\sap3_92\m06\42192az_dlext_20150620_8547_8594.csv | 48
v5 | Full | 3 | 42192az_dlext_20150621_8595_8662.csv | F:\UPOD\Cell_DLE\CSV_files_raw_nieuwe_structuur\2015\sap3_92\m06 | F:\UPOD\Cell_DLE\CSV_files_raw_nieuwe_structuur\2015\sap3_92\m06\42192az_dlext_20150621_8595_8662.csv | 68
v5 | Full | 3 | 42192az_dlext_20150622_8663_8825.csv | F:\UPOD\Cell_DLE\CSV_files_raw_nieuwe_structuur\2015\sap3_92\m06 | F:\UPOD\Cell_DLE\CSV_files_raw_nieuwe_structuur\2015\sap3_92\m06\42192az_dlext_20150622_8663_8825.csv | 163
v5 | Full | 3 | 42192az_dlext_20150623_8826_8953.csv | F:\UPOD\Cell_DLE\CSV_files_raw_nieuwe_structuur\2015\sap3_92\m06 | F:\UPOD\Cell_DLE\CSV_files_raw_nieuwe_structuur\2015\sap3_92\m06\42192az_dlext_20150623_8826_8953.csv | 128
v5 | Full | 3 | 42192az_dlext_20150624_8954_9085.csv | F:\UPOD\Cell_DLE\CSV_files_raw_nieuwe_structuur\2015\sap3_92\m06 | F:\UPOD\Cell_DLE\CSV_files_raw_nieuwe_structuur\2015\sap3_92\m06\42192az_dlext_20150624_8954_9085.csv | 132
v5 | Full | 3 | 42192az_dlext_20150625_9086_9208.csv | F:\UPOD\Cell_DLE\CSV_files_raw_nieuwe_structuur\2015\sap3_92\m06 | F:\UPOD\Cell_DLE\CSV_files_raw_nieuwe_structuur\2015\sap3_92\m06\42192az_dlext_20150625_9086_9208.csv | 123
v5 | Full | 3 | 42192az_dlext_20150626_9209_9349.csv | F:\UPOD\Cell_DLE\CSV_files_raw_nieuwe_structuur\2015\sap3_92\m06 | F:\UPOD\Cell_DLE\CSV_files_raw_nieuwe_structuur\2015\sap3_92\m06\42192az_dlext_20150626_9209_9349.csv | 141
v5 | Full | 3 | 42192az_dlext_20150627_9350_9401.csv | F:\UPOD\Cell_DLE\CSV_files_raw_nieuwe_structuur\2015\sap3_92\m06 | F:\UPOD\Cell_DLE\CSV_files_raw_nieuwe_structuur\2015\sap3_92\m06\42192az_dlext_20150627_9350_9401.csv | 52
v5 | Full | 3 | 42192az_dlext_20150628_9402_9447.csv | F:\UPOD\Cell_DLE\CSV_files_raw_nieuwe_structuur\2015\sap3_92\m06 | F:\UPOD\Cell_DLE\CSV_files_raw_nieuwe_structuur\2015\sap3_92\m06\42192az_dlext_20150628_9402_9447.csv | 46
v5 | Full | 3 | 42192az_dlext_20150629_9448_9696.csv | F:\UPOD\Cell_DLE\CSV_files_raw_nieuwe_structuur\2015\sap3_92\m06 | F:\UPOD\Cell_DLE\CSV_files_raw_nieuwe_structuur\2015\sap3_92\m06\42192az_dlext_20150629_9448_9696.csv | 249
v5 | Full | 3 | 42192az_dlext_20150630_9697_9811.csv | F:\UPOD\Cell_DLE\CSV_files_raw_nieuwe_structuur\2015\sap3_92\m06 | F:\UPOD\Cell_DLE\CSV_files_raw_nieuwe_structuur\2015\sap3_92\m06\42192az_dlext_20150630_9697_9811.csv | 115
v5 | Full | 3 | 42192az_dlext_20150701_9812_9983.csv | F:\UPOD\Cell_DLE\CSV_files_raw_nieuwe_structuur\2015\sap3_92\m07 | F:\UPOD\Cell_DLE\CSV_files_raw_nieuwe_structuur\2015\sap3_92\m07\42192az_dlext_20150701_9812_9983.csv | 172
v5 | Full | 3 | 42192az_dlext_20150702_9984_0153.csv | F:\UPOD\Cell_DLE\CSV_files_raw_nieuwe_structuur\2015\sap3_92\m07 | F:\UPOD\Cell_DLE\CSV_files_raw_nieuwe_structuur\2015\sap3_92\m07\42192az_dlext_20150702_9984_0153.csv | 170
v5 | Full | 3 | 42192az_dlext_20150703_0154_0293.csv | F:\UPOD\Cell_DLE\CSV_files_raw_nieuwe_structuur\2015\sap3_92\m07 | F:\UPOD\Cell_DLE\CSV_files_raw_nieuwe_structuur\2015\sap3_92\m07\42192az_dlext_20150703_0154_0293.csv | 140
v5 | Full | 3 | 42192az_dlext_20150704_0294_0360.csv | F:\UPOD\Cell_DLE\CSV_files_raw_nieuwe_structuur\2015\sap3_92\m07 | F:\UPOD\Cell_DLE\CSV_files_raw_nieuwe_structuur\2015\sap3_92\m07\42192az_dlext_20150704_0294_0360.csv | 67
v5 | Full | 3 | 42192az_dlext_20150705_0361_0420.csv | F:\UPOD\Cell_DLE\CSV_files_raw_nieuwe_structuur\2015\sap3_92\m07 | F:\UPOD\Cell_DLE\CSV_files_raw_nieuwe_structuur\2015\sap3_92\m07\42192az_dlext_20150705_0361_0420.csv | 60
v5 | Full | 3 | 42192az_dlext_20150706_0421_0630.csv | F:\UPOD\Cell_DLE\CSV_files_raw_nieuwe_structuur\2015\sap3_92\m07 | F:\UPOD\Cell_DLE\CSV_files_raw_nieuwe_structuur\2015\sap3_92\m07\42192az_dlext_20150706_0421_0630.csv | 210
v5 | Full | 3 | 42192az_dlext_20150707_0631_0766.csv | F:\UPOD\Cell_DLE\CSV_files_raw_nieuwe_structuur\2015\sap3_92\m07 | F:\UPOD\Cell_DLE\CSV_files_raw_nieuwe_structuur\2015\sap3_92\m07\42192az_dlext_20150707_0631_0766.csv | 136
v5 | Full | 3 | 42192az_dlext_20150708_0767_0880.csv | F:\UPOD\Cell_DLE\CSV_files_raw_nieuwe_structuur\2015\sap3_92\m07 | F:\UPOD\Cell_DLE\CSV_files_raw_nieuwe_structuur\2015\sap3_92\m07\42192az_dlext_20150708_0767_0880.csv | 114
v5 | Full | 3 | 42192az_dlext_20150709_0881_1103.csv | F:\UPOD\Cell_DLE\CSV_files_raw_nieuwe_structuur\2015\sap3_92\m07 | F:\UPOD\Cell_DLE\CSV_files_raw_nieuwe_structuur\2015\sap3_92\m07\42192az_dlext_20150709_0881_1103.csv | 223
v5 | Full | 3 | 42192az_dlext_20150710_1104_1273.csv | F:\UPOD\Cell_DLE\CSV_files_raw_nieuwe_structuur\2015\sap3_92\m07 | F:\UPOD\Cell_DLE\CSV_files_raw_nieuwe_structuur\2015\sap3_92\m07\42192az_dlext_20150710_1104_1273.csv | 170
v5 | Full | 3 | 42192az_dlext_20150711_1274_1310.csv | F:\UPOD\Cell_DLE\CSV_files_raw_nieuwe_structuur\2015\sap3_92\m07 | F:\UPOD\Cell_DLE\CSV_files_raw_nieuwe_structuur\2015\sap3_92\m07\42192az_dlext_20150711_1274_1310.csv | 37
v5 | Full | 3 | 42192az_dlext_20150712_1311_1354.csv | F:\UPOD\Cell_DLE\CSV_files_raw_nieuwe_structuur\2015\sap3_92\m07 | F:\UPOD\Cell_DLE\CSV_files_raw_nieuwe_structuur\2015\sap3_92\m07\42192az_dlext_20150712_1311_1354.csv | 44
v5 | Full | 3 | 42192az_dlext_20150713_1355_1511.csv | F:\UPOD\Cell_DLE\CSV_files_raw_nieuwe_structuur\2015\sap3_92\m07 | F:\UPOD\Cell_DLE\CSV_files_raw_nieuwe_structuur\2015\sap3_92\m07\42192az_dlext_20150713_1355_1511.csv | 157
v5 | Full | 3 | 42192az_dlext_20150714_1512_1623.csv | F:\UPOD\Cell_DLE\CSV_files_raw_nieuwe_structuur\2015\sap3_92\m07 | F:\UPOD\Cell_DLE\CSV_files_raw_nieuwe_structuur\2015\sap3_92\m07\42192az_dlext_20150714_1512_1623.csv | 112
v5 | Full | 3 | 42192az_dlext_20150715_1624_1764.csv | F:\UPOD\Cell_DLE\CSV_files_raw_nieuwe_structuur\2015\sap3_92\m07 | F:\UPOD\Cell_DLE\CSV_files_raw_nieuwe_structuur\2015\sap3_92\m07\42192az_dlext_20150715_1624_1764.csv | 141
v5 | Full | 3 | 42192az_dlext_20150716_1765_1984.csv | F:\UPOD\Cell_DLE\CSV_files_raw_nieuwe_structuur\2015\sap3_92\m07 | F:\UPOD\Cell_DLE\CSV_files_raw_nieuwe_structuur\2015\sap3_92\m07\42192az_dlext_20150716_1765_1984.csv | 220
v5 | Full | 3 | 42192az_dlext_20150717_1985_2144.csv | F:\UPOD\Cell_DLE\CSV_files_raw_nieuwe_structuur\2015\sap3_92\m07 | F:\UPOD\Cell_DLE\CSV_files_raw_nieuwe_structuur\2015\sap3_92\m07\42192az_dlext_20150717_1985_2144.csv | 160
v5 | Full | 3 | 42192az_dlext_20150718_2145_2176.csv | F:\UPOD\Cell_DLE\CSV_files_raw_nieuwe_structuur\2015\sap3_92\m07 | F:\UPOD\Cell_DLE\CSV_files_raw_nieuwe_structuur\2015\sap3_92\m07\42192az_dlext_20150718_2145_2176.csv | 32
v5 | Full | 3 | 42192az_dlext_20150719_2177_2218.csv | F:\UPOD\Cell_DLE\CSV_files_raw_nieuwe_structuur\2015\sap3_92\m07 | F:\UPOD\Cell_DLE\CSV_files_raw_nieuwe_structuur\2015\sap3_92\m07\42192az_dlext_20150719_2177_2218.csv | 42
v5 | Full | 3 | 42192az_dlext_20150720_2219_2371.csv | F:\UPOD\Cell_DLE\CSV_files_raw_nieuwe_structuur\2015\sap3_92\m07 | F:\UPOD\Cell_DLE\CSV_files_raw_nieuwe_structuur\2015\sap3_92\m07\42192az_dlext_20150720_2219_2371.csv | 153
v5 | Full | 3 | 42192az_dlext_20150721_2372_2456.csv | F:\UPOD\Cell_DLE\CSV_files_raw_nieuwe_structuur\2015\sap3_92\m07 | F:\UPOD\Cell_DLE\CSV_files_raw_nieuwe_structuur\2015\sap3_92\m07\42192az_dlext_20150721_2372_2456.csv | 85
v5 | Full | 3 | 42192az_dlext_20150722_2457_2564.csv | F:\UPOD\Cell_DLE\CSV_files_raw_nieuwe_structuur\2015\sap3_92\m07 | F:\UPOD\Cell_DLE\CSV_files_raw_nieuwe_structuur\2015\sap3_92\m07\42192az_dlext_20150722_2457_2564.csv | 108
v5 | Full | 3 | 42192az_dlext_20150723_2565_2671.csv | F:\UPOD\Cell_DLE\CSV_files_raw_nieuwe_structuur\2015\sap3_92\m07 | F:\UPOD\Cell_DLE\CSV_files_raw_nieuwe_structuur\2015\sap3_92\m07\42192az_dlext_20150723_2565_2671.csv | 107
v5 | Full | 3 | 42192az_dlext_20150724_2672_2762.csv | F:\UPOD\Cell_DLE\CSV_files_raw_nieuwe_structuur\2015\sap3_92\m07 | F:\UPOD\Cell_DLE\CSV_files_raw_nieuwe_structuur\2015\sap3_92\m07\42192az_dlext_20150724_2672_2762.csv | 91
v5 | Full | 3 | 42192az_dlext_20150725_2763_2823.csv | F:\UPOD\Cell_DLE\CSV_files_raw_nieuwe_structuur\2015\sap3_92\m07 | F:\UPOD\Cell_DLE\CSV_files_raw_nieuwe_structuur\2015\sap3_92\m07\42192az_dlext_20150725_2763_2823.csv | 61
v5 | Full | 3 | 42192az_dlext_20150726_2824_2858.csv | F:\UPOD\Cell_DLE\CSV_files_raw_nieuwe_structuur\2015\sap3_92\m07 | F:\UPOD\Cell_DLE\CSV_files_raw_nieuwe_structuur\2015\sap3_92\m07\42192az_dlext_20150726_2824_2858.csv | 35
v5 | Full | 3 | 42192az_dlext_20150727_2859_2973.csv | F:\UPOD\Cell_DLE\CSV_files_raw_nieuwe_structuur\2015\sap3_92\m07 | F:\UPOD\Cell_DLE\CSV_files_raw_nieuwe_structuur\2015\sap3_92\m07\42192az_dlext_20150727_2859_2973.csv | 115
v5 | Full | 3 | 42192az_dlext_20150728_2974_3118.csv | F:\UPOD\Cell_DLE\CSV_files_raw_nieuwe_structuur\2015\sap3_92\m07 | F:\UPOD\Cell_DLE\CSV_files_raw_nieuwe_structuur\2015\sap3_92\m07\42192az_dlext_20150728_2974_3118.csv | 145
v5 | Full | 3 | 42192az_dlext_20150729_3119_3198.csv | F:\UPOD\Cell_DLE\CSV_files_raw_nieuwe_structuur\2015\sap3_92\m07 | F:\UPOD\Cell_DLE\CSV_files_raw_nieuwe_structuur\2015\sap3_92\m07\42192az_dlext_20150729_3119_3198.csv | 80
v5 | Full | 3 | 42192az_dlext_20150730_3199_3293.csv | F:\UPOD\Cell_DLE\CSV_files_raw_nieuwe_structuur\2015\sap3_92\m07 | F:\UPOD\Cell_DLE\CSV_files_raw_nieuwe_structuur\2015\sap3_92\m07\42192az_dlext_20150730_3199_3293.csv | 95
v5 | Full | 3 | 42192az_dlext_20150731_3294_3442.csv | F:\UPOD\Cell_DLE\CSV_files_raw_nieuwe_structuur\2015\sap3_92\m07 | F:\UPOD\Cell_DLE\CSV_files_raw_nieuwe_structuur\2015\sap3_92\m07\42192az_dlext_20150731_3294_3442.csv | 149
v5 | Full | 3 | 42192az_dlext_20150801_3443_3498.csv | F:\UPOD\Cell_DLE\CSV_files_raw_nieuwe_structuur\2015\sap3_92\m08 | F:\UPOD\Cell_DLE\CSV_files_raw_nieuwe_structuur\2015\sap3_92\m08\42192az_dlext_20150801_3443_3498.csv | 56
v5 | Full | 3 | 42192az_dlext_20150802_3499_3531.csv | F:\UPOD\Cell_DLE\CSV_files_raw_nieuwe_structuur\2015\sap3_92\m08 | F:\UPOD\Cell_DLE\CSV_files_raw_nieuwe_structuur\2015\sap3_92\m08\42192az_dlext_20150802_3499_3531.csv | 33
v5 | Full | 3 | 42192az_dlext_20150803_3532_3698.csv | F:\UPOD\Cell_DLE\CSV_files_raw_nieuwe_structuur\2015\sap3_92\m08 | F:\UPOD\Cell_DLE\CSV_files_raw_nieuwe_structuur\2015\sap3_92\m08\42192az_dlext_20150803_3532_3698.csv | 167
v5 | Full | 3 | 42192az_dlext_20150804_3699_3882.csv | F:\UPOD\Cell_DLE\CSV_files_raw_nieuwe_structuur\2015\sap3_92\m08 | F:\UPOD\Cell_DLE\CSV_files_raw_nieuwe_structuur\2015\sap3_92\m08\42192az_dlext_20150804_3699_3882.csv | 184
v5 | Full | 3 | 42192az_dlext_20150805_3883_4030.csv | F:\UPOD\Cell_DLE\CSV_files_raw_nieuwe_structuur\2015\sap3_92\m08 | F:\UPOD\Cell_DLE\CSV_files_raw_nieuwe_structuur\2015\sap3_92\m08\42192az_dlext_20150805_3883_4030.csv | 148
v5 | Full | 3 | 42192az_dlext_20150806_4031_4215.csv | F:\UPOD\Cell_DLE\CSV_files_raw_nieuwe_structuur\2015\sap3_92\m08 | F:\UPOD\Cell_DLE\CSV_files_raw_nieuwe_structuur\2015\sap3_92\m08\42192az_dlext_20150806_4031_4215.csv | 185
v5 | Full | 3 | 42192az_dlext_20150807_4216_4299.csv | F:\UPOD\Cell_DLE\CSV_files_raw_nieuwe_structuur\2015\sap3_92\m08 | F:\UPOD\Cell_DLE\CSV_files_raw_nieuwe_structuur\2015\sap3_92\m08\42192az_dlext_20150807_4216_4299.csv | 84
v5 | Full | 3 | 42192az_dlext_20150808_4300_4332.csv | F:\UPOD\Cell_DLE\CSV_files_raw_nieuwe_structuur\2015\sap3_92\m08 | F:\UPOD\Cell_DLE\CSV_files_raw_nieuwe_structuur\2015\sap3_92\m08\42192az_dlext_20150808_4300_4332.csv | 33
v5 | Full | 3 | 42192az_dlext_20150809_4333_4359.csv | F:\UPOD\Cell_DLE\CSV_files_raw_nieuwe_structuur\2015\sap3_92\m08 | F:\UPOD\Cell_DLE\CSV_files_raw_nieuwe_structuur\2015\sap3_92\m08\42192az_dlext_20150809_4333_4359.csv | 27
v5 | Full | 3 | 42192az_dlext_20150810_4360_4497.csv | F:\UPOD\Cell_DLE\CSV_files_raw_nieuwe_structuur\2015\sap3_92\m08 | F:\UPOD\Cell_DLE\CSV_files_raw_nieuwe_structuur\2015\sap3_92\m08\42192az_dlext_20150810_4360_4497.csv | 138
v5 | Full | 3 | 42192az_dlext_20150811_4498_4571.csv | F:\UPOD\Cell_DLE\CSV_files_raw_nieuwe_structuur\2015\sap3_92\m08 | F:\UPOD\Cell_DLE\CSV_files_raw_nieuwe_structuur\2015\sap3_92\m08\42192az_dlext_20150811_4498_4571.csv | 74
v5 | Full | 3 | 42192az_dlext_20150812_4572_4808.csv | F:\UPOD\Cell_DLE\CSV_files_raw_nieuwe_structuur\2015\sap3_92\m08 | F:\UPOD\Cell_DLE\CSV_files_raw_nieuwe_structuur\2015\sap3_92\m08\42192az_dlext_20150812_4572_4808.csv | 237
v5 | Full | 3 | 42192az_dlext_20150813_4809_4957.csv | F:\UPOD\Cell_DLE\CSV_files_raw_nieuwe_structuur\2015\sap3_92\m08 | F:\UPOD\Cell_DLE\CSV_files_raw_nieuwe_structuur\2015\sap3_92\m08\42192az_dlext_20150813_4809_4957.csv | 149
v5 | Full | 3 | 42192az_dlext_20150814_4958_5050.csv | F:\UPOD\Cell_DLE\CSV_files_raw_nieuwe_structuur\2015\sap3_92\m08 | F:\UPOD\Cell_DLE\CSV_files_raw_nieuwe_structuur\2015\sap3_92\m08\42192az_dlext_20150814_4958_5050.csv | 93
v5 | Full | 3 | 42192az_dlext_20150815_5051_5118.csv | F:\UPOD\Cell_DLE\CSV_files_raw_nieuwe_structuur\2015\sap3_92\m08 | F:\UPOD\Cell_DLE\CSV_files_raw_nieuwe_structuur\2015\sap3_92\m08\42192az_dlext_20150815_5051_5118.csv | 68
v5 | Full | 3 | 42192az_dlext_20150816_5119_5209.csv | F:\UPOD\Cell_DLE\CSV_files_raw_nieuwe_structuur\2015\sap3_92\m08 | F:\UPOD\Cell_DLE\CSV_files_raw_nieuwe_structuur\2015\sap3_92\m08\42192az_dlext_20150816_5119_5209.csv | 91
v5 | Full | 3 | 42192az_dlext_20150817_5210_5474.csv | F:\UPOD\Cell_DLE\CSV_files_raw_nieuwe_structuur\2015\sap3_92\m08 | F:\UPOD\Cell_DLE\CSV_files_raw_nieuwe_structuur\2015\sap3_92\m08\42192az_dlext_20150817_5210_5474.csv | 265
v5 | Full | 3 | 42192az_dlext_20150818_5475_5664.csv | F:\UPOD\Cell_DLE\CSV_files_raw_nieuwe_structuur\2015\sap3_92\m08 | F:\UPOD\Cell_DLE\CSV_files_raw_nieuwe_structuur\2015\sap3_92\m08\42192az_dlext_20150818_5475_5664.csv | 190
v5 | Full | 3 | 42192az_dlext_20150819_5665_5765.csv | F:\UPOD\Cell_DLE\CSV_files_raw_nieuwe_structuur\2015\sap3_92\m08 | F:\UPOD\Cell_DLE\CSV_files_raw_nieuwe_structuur\2015\sap3_92\m08\42192az_dlext_20150819_5665_5765.csv | 101
v5 | Full | 3 | 42192az_dlext_20150820_5766_5857.csv | F:\UPOD\Cell_DLE\CSV_files_raw_nieuwe_structuur\2015\sap3_92\m08 | F:\UPOD\Cell_DLE\CSV_files_raw_nieuwe_structuur\2015\sap3_92\m08\42192az_dlext_20150820_5766_5857.csv | 92
v5 | Full | 3 | 42192az_dlext_20150821_5858_5984.csv | F:\UPOD\Cell_DLE\CSV_files_raw_nieuwe_structuur\2015\sap3_92\m08 | F:\UPOD\Cell_DLE\CSV_files_raw_nieuwe_structuur\2015\sap3_92\m08\42192az_dlext_20150821_5858_5984.csv | 127
v5 | Full | 3 | 42192az_dlext_20150822_5985_6030.csv | F:\UPOD\Cell_DLE\CSV_files_raw_nieuwe_structuur\2015\sap3_92\m08 | F:\UPOD\Cell_DLE\CSV_files_raw_nieuwe_structuur\2015\sap3_92\m08\42192az_dlext_20150822_5985_6030.csv | 46
v5 | Full | 3 | 42192az_dlext_20150823_6031_6105.csv | F:\UPOD\Cell_DLE\CSV_files_raw_nieuwe_structuur\2015\sap3_92\m08 | F:\UPOD\Cell_DLE\CSV_files_raw_nieuwe_structuur\2015\sap3_92\m08\42192az_dlext_20150823_6031_6105.csv | 75
v5 | Full | 3 | 42192az_dlext_20150824_6106_6310.csv | F:\UPOD\Cell_DLE\CSV_files_raw_nieuwe_structuur\2015\sap3_92\m08 | F:\UPOD\Cell_DLE\CSV_files_raw_nieuwe_structuur\2015\sap3_92\m08\42192az_dlext_20150824_6106_6310.csv | 205
v5 | Full | 3 | 42192az_dlext_20150825_6311_6509.csv | F:\UPOD\Cell_DLE\CSV_files_raw_nieuwe_structuur\2015\sap3_92\m08 | F:\UPOD\Cell_DLE\CSV_files_raw_nieuwe_structuur\2015\sap3_92\m08\42192az_dlext_20150825_6311_6509.csv | 199
v5 | Full | 3 | 42192az_dlext_20150826_6510_6632.csv | F:\UPOD\Cell_DLE\CSV_files_raw_nieuwe_structuur\2015\sap3_92\m08 | F:\UPOD\Cell_DLE\CSV_files_raw_nieuwe_structuur\2015\sap3_92\m08\42192az_dlext_20150826_6510_6632.csv | 123
v5 | Full | 3 | 42192az_dlext_20150827_6633_6817.csv | F:\UPOD\Cell_DLE\CSV_files_raw_nieuwe_structuur\2015\sap3_92\m08 | F:\UPOD\Cell_DLE\CSV_files_raw_nieuwe_structuur\2015\sap3_92\m08\42192az_dlext_20150827_6633_6817.csv | 185
v5 | Full | 3 | 42192az_dlext_20150828_6818_6965.csv | F:\UPOD\Cell_DLE\CSV_files_raw_nieuwe_structuur\2015\sap3_92\m08 | F:\UPOD\Cell_DLE\CSV_files_raw_nieuwe_structuur\2015\sap3_92\m08\42192az_dlext_20150828_6818_6965.csv | 148
v5 | Full | 3 | 42192az_dlext_20150829_6966_7053.csv | F:\UPOD\Cell_DLE\CSV_files_raw_nieuwe_structuur\2015\sap3_92\m08 | F:\UPOD\Cell_DLE\CSV_files_raw_nieuwe_structuur\2015\sap3_92\m08\42192az_dlext_20150829_6966_7053.csv | 88
v5 | Full | 3 | 42192az_dlext_20150830_7054_7135.csv | F:\UPOD\Cell_DLE\CSV_files_raw_nieuwe_structuur\2015\sap3_92\m08 | F:\UPOD\Cell_DLE\CSV_files_raw_nieuwe_structuur\2015\sap3_92\m08\42192az_dlext_20150830_7054_7135.csv | 82
v5 | Full | 3 | 42192az_dlext_20150831_7136_7313.csv | F:\UPOD\Cell_DLE\CSV_files_raw_nieuwe_structuur\2015\sap3_92\m08 | F:\UPOD\Cell_DLE\CSV_files_raw_nieuwe_structuur\2015\sap3_92\m08\42192az_dlext_20150831_7136_7313.csv | 178
v5 | Full | 3 | 42192az_dlext_20150901_7314_7481.csv | F:\UPOD\Cell_DLE\CSV_files_raw_nieuwe_structuur\2015\sap3_92\m09 | F:\UPOD\Cell_DLE\CSV_files_raw_nieuwe_structuur\2015\sap3_92\m09\42192az_dlext_20150901_7314_7481.csv | 168
v5 | Full | 3 | 42192az_dlext_20150902_7482_7634.csv | F:\UPOD\Cell_DLE\CSV_files_raw_nieuwe_structuur\2015\sap3_92\m09 | F:\UPOD\Cell_DLE\CSV_files_raw_nieuwe_structuur\2015\sap3_92\m09\42192az_dlext_20150902_7482_7634.csv | 153
v5 | Full | 3 | 42192az_dlext_20150903_7635_7799.csv | F:\UPOD\Cell_DLE\CSV_files_raw_nieuwe_structuur\2015\sap3_92\m09 | F:\UPOD\Cell_DLE\CSV_files_raw_nieuwe_structuur\2015\sap3_92\m09\42192az_dlext_20150903_7635_7799.csv | 165
v5 | Full | 3 | 42192az_dlext_20150904_7800_7917.csv | F:\UPOD\Cell_DLE\CSV_files_raw_nieuwe_structuur\2015\sap3_92\m09 | F:\UPOD\Cell_DLE\CSV_files_raw_nieuwe_structuur\2015\sap3_92\m09\42192az_dlext_20150904_7800_7917.csv | 118
v5 | Full | 3 | 42192az_dlext_20150905_7918_7957.csv | F:\UPOD\Cell_DLE\CSV_files_raw_nieuwe_structuur\2015\sap3_92\m09 | F:\UPOD\Cell_DLE\CSV_files_raw_nieuwe_structuur\2015\sap3_92\m09\42192az_dlext_20150905_7918_7957.csv | 40
v5 | Full | 3 | 42192az_dlext_20150906_7958_8006.csv | F:\UPOD\Cell_DLE\CSV_files_raw_nieuwe_structuur\2015\sap3_92\m09 | F:\UPOD\Cell_DLE\CSV_files_raw_nieuwe_structuur\2015\sap3_92\m09\42192az_dlext_20150906_7958_8006.csv | 49
v5 | Full | 3 | 42192az_dlext_20150907_8007_8158.csv | F:\UPOD\Cell_DLE\CSV_files_raw_nieuwe_structuur\2015\sap3_92\m09 | F:\UPOD\Cell_DLE\CSV_files_raw_nieuwe_structuur\2015\sap3_92\m09\42192az_dlext_20150907_8007_8158.csv | 152
v5 | Full | 3 | 42192az_dlext_20150908_8159_8278.csv | F:\UPOD\Cell_DLE\CSV_files_raw_nieuwe_structuur\2015\sap3_92\m09 | F:\UPOD\Cell_DLE\CSV_files_raw_nieuwe_structuur\2015\sap3_92\m09\42192az_dlext_20150908_8159_8278.csv | 120
v5 | Full | 3 | 42192az_dlext_20150909_8279_8448.csv | F:\UPOD\Cell_DLE\CSV_files_raw_nieuwe_structuur\2015\sap3_92\m09 | F:\UPOD\Cell_DLE\CSV_files_raw_nieuwe_structuur\2015\sap3_92\m09\42192az_dlext_20150909_8279_8448.csv | 170
v5 | Full | 3 | 42192az_dlext_20150910_8449_8600.csv | F:\UPOD\Cell_DLE\CSV_files_raw_nieuwe_structuur\2015\sap3_92\m09 | F:\UPOD\Cell_DLE\CSV_files_raw_nieuwe_structuur\2015\sap3_92\m09\42192az_dlext_20150910_8449_8600.csv | 152
v5 | Full | 3 | 42192az_dlext_20150911_8601_8746.csv | F:\UPOD\Cell_DLE\CSV_files_raw_nieuwe_structuur\2015\sap3_92\m09 | F:\UPOD\Cell_DLE\CSV_files_raw_nieuwe_structuur\2015\sap3_92\m09\42192az_dlext_20150911_8601_8746.csv | 146
v5 | Full | 3 | 42192az_dlext_20150912_8747_8798.csv | F:\UPOD\Cell_DLE\CSV_files_raw_nieuwe_structuur\2015\sap3_92\m09 | F:\UPOD\Cell_DLE\CSV_files_raw_nieuwe_structuur\2015\sap3_92\m09\42192az_dlext_20150912_8747_8798.csv | 52
v5 | Full | 3 | 42192az_dlext_20150913_8799_8844.csv | F:\UPOD\Cell_DLE\CSV_files_raw_nieuwe_structuur\2015\sap3_92\m09 | F:\UPOD\Cell_DLE\CSV_files_raw_nieuwe_structuur\2015\sap3_92\m09\42192az_dlext_20150913_8799_8844.csv | 46
v5 | Full | 3 | 42192az_dlext_20150914_8845_9031.csv | F:\UPOD\Cell_DLE\CSV_files_raw_nieuwe_structuur\2015\sap3_92\m09 | F:\UPOD\Cell_DLE\CSV_files_raw_nieuwe_structuur\2015\sap3_92\m09\42192az_dlext_20150914_8845_9031.csv | 187
v5 | Full | 3 | 42192az_dlext_20150915_9032_9256.csv | F:\UPOD\Cell_DLE\CSV_files_raw_nieuwe_structuur\2015\sap3_92\m09 | F:\UPOD\Cell_DLE\CSV_files_raw_nieuwe_structuur\2015\sap3_92\m09\42192az_dlext_20150915_9032_9256.csv | 225
v5 | Full | 3 | 42192az_dlext_20150916_9257_9405.csv | F:\UPOD\Cell_DLE\CSV_files_raw_nieuwe_structuur\2015\sap3_92\m09 | F:\UPOD\Cell_DLE\CSV_files_raw_nieuwe_structuur\2015\sap3_92\m09\42192az_dlext_20150916_9257_9405.csv | 149
v5 | Full | 3 | 42192az_dlext_20150917_9406_9568.csv | F:\UPOD\Cell_DLE\CSV_files_raw_nieuwe_structuur\2015\sap3_92\m09 | F:\UPOD\Cell_DLE\CSV_files_raw_nieuwe_structuur\2015\sap3_92\m09\42192az_dlext_20150917_9406_9568.csv | 163
v5 | Full | 3 | 42192az_dlext_20150918_9569_9798.csv | F:\UPOD\Cell_DLE\CSV_files_raw_nieuwe_structuur\2015\sap3_92\m09 | F:\UPOD\Cell_DLE\CSV_files_raw_nieuwe_structuur\2015\sap3_92\m09\42192az_dlext_20150918_9569_9798.csv | 230
v5 | Full | 3 | 42192az_dlext_20150919_9799_9881.csv | F:\UPOD\Cell_DLE\CSV_files_raw_nieuwe_structuur\2015\sap3_92\m09 | F:\UPOD\Cell_DLE\CSV_files_raw_nieuwe_structuur\2015\sap3_92\m09\42192az_dlext_20150919_9799_9881.csv | 83
v5 | Full | 3 | 42192az_dlext_20150920_9882_9989.csv | F:\UPOD\Cell_DLE\CSV_files_raw_nieuwe_structuur\2015\sap3_92\m09 | F:\UPOD\Cell_DLE\CSV_files_raw_nieuwe_structuur\2015\sap3_92\m09\42192az_dlext_20150920_9882_9989.csv | 108
v5 | Full | 3 | 42192az_dlext_20150921_9990_0216.csv | F:\UPOD\Cell_DLE\CSV_files_raw_nieuwe_structuur\2015\sap3_92\m09 | F:\UPOD\Cell_DLE\CSV_files_raw_nieuwe_structuur\2015\sap3_92\m09\42192az_dlext_20150921_9990_0216.csv | 227
v5 | Full | 3 | 42192az_dlext_20150922_0217_0402.csv | F:\UPOD\Cell_DLE\CSV_files_raw_nieuwe_structuur\2015\sap3_92\m09 | F:\UPOD\Cell_DLE\CSV_files_raw_nieuwe_structuur\2015\sap3_92\m09\42192az_dlext_20150922_0217_0402.csv | 186
v5 | Full | 3 | 42192az_dlext_20150923_0403_0567.csv | F:\UPOD\Cell_DLE\CSV_files_raw_nieuwe_structuur\2015\sap3_92\m09 | F:\UPOD\Cell_DLE\CSV_files_raw_nieuwe_structuur\2015\sap3_92\m09\42192az_dlext_20150923_0403_0567.csv | 165
v5 | Full | 3 | 42192az_dlext_20150924_0568_0688.csv | F:\UPOD\Cell_DLE\CSV_files_raw_nieuwe_structuur\2015\sap3_92\m09 | F:\UPOD\Cell_DLE\CSV_files_raw_nieuwe_structuur\2015\sap3_92\m09\42192az_dlext_20150924_0568_0688.csv | 121
v5 | Full | 3 | 42192az_dlext_20150925_0689_0818.csv | F:\UPOD\Cell_DLE\CSV_files_raw_nieuwe_structuur\2015\sap3_92\m09 | F:\UPOD\Cell_DLE\CSV_files_raw_nieuwe_structuur\2015\sap3_92\m09\42192az_dlext_20150925_0689_0818.csv | 130
v5 | Full | 3 | 42192az_dlext_20150926_0819_0858.csv | F:\UPOD\Cell_DLE\CSV_files_raw_nieuwe_structuur\2015\sap3_92\m09 | F:\UPOD\Cell_DLE\CSV_files_raw_nieuwe_structuur\2015\sap3_92\m09\42192az_dlext_20150926_0819_0858.csv | 40
v5 | Full | 3 | 42192az_dlext_20150927_0859_0917.csv | F:\UPOD\Cell_DLE\CSV_files_raw_nieuwe_structuur\2015\sap3_92\m09 | F:\UPOD\Cell_DLE\CSV_files_raw_nieuwe_structuur\2015\sap3_92\m09\42192az_dlext_20150927_0859_0917.csv | 59
v5 | Full | 3 | 42192az_dlext_20150928_0918_1081.csv | F:\UPOD\Cell_DLE\CSV_files_raw_nieuwe_structuur\2015\sap3_92\m09 | F:\UPOD\Cell_DLE\CSV_files_raw_nieuwe_structuur\2015\sap3_92\m09\42192az_dlext_20150928_0918_1081.csv | 164
v5 | Full | 3 | 42192az_dlext_20150929_1082_1202.csv | F:\UPOD\Cell_DLE\CSV_files_raw_nieuwe_structuur\2015\sap3_92\m09 | F:\UPOD\Cell_DLE\CSV_files_raw_nieuwe_structuur\2015\sap3_92\m09\42192az_dlext_20150929_1082_1202.csv | 121
v5 | Full | 3 | 42192az_dlext_20150930_1203_1355.csv | F:\UPOD\Cell_DLE\CSV_files_raw_nieuwe_structuur\2015\sap3_92\m09 | F:\UPOD\Cell_DLE\CSV_files_raw_nieuwe_structuur\2015\sap3_92\m09\42192az_dlext_20150930_1203_1355.csv | 153
v5 | Full | 3 | 42192az_dlext_20151001_1356_1477.csv | F:\UPOD\Cell_DLE\CSV_files_raw_nieuwe_structuur\2015\sap3_92\m10 | F:\UPOD\Cell_DLE\CSV_files_raw_nieuwe_structuur\2015\sap3_92\m10\42192az_dlext_20151001_1356_1477.csv | 122
v5 | Full | 3 | 42192az_dlext_20151002_1478_1614.csv | F:\UPOD\Cell_DLE\CSV_files_raw_nieuwe_structuur\2015\sap3_92\m10 | F:\UPOD\Cell_DLE\CSV_files_raw_nieuwe_structuur\2015\sap3_92\m10\42192az_dlext_20151002_1478_1614.csv | 137
v5 | Full | 3 | 42192az_dlext_20151003_1615_1654.csv | F:\UPOD\Cell_DLE\CSV_files_raw_nieuwe_structuur\2015\sap3_92\m10 | F:\UPOD\Cell_DLE\CSV_files_raw_nieuwe_structuur\2015\sap3_92\m10\42192az_dlext_20151003_1615_1654.csv | 40
v5 | Full | 3 | 42192az_dlext_20151004_1655_1678.csv | F:\UPOD\Cell_DLE\CSV_files_raw_nieuwe_structuur\2015\sap3_92\m10 | F:\UPOD\Cell_DLE\CSV_files_raw_nieuwe_structuur\2015\sap3_92\m10\42192az_dlext_20151004_1655_1678.csv | 24
v5 | Full | 3 | 42192az_dlext_20151005_1679_1812.csv | F:\UPOD\Cell_DLE\CSV_files_raw_nieuwe_structuur\2015\sap3_92\m10 | F:\UPOD\Cell_DLE\CSV_files_raw_nieuwe_structuur\2015\sap3_92\m10\42192az_dlext_20151005_1679_1812.csv | 134
v5 | Full | 3 | 42192az_dlext_20151006_1813_1940.csv | F:\UPOD\Cell_DLE\CSV_files_raw_nieuwe_structuur\2015\sap3_92\m10 | F:\UPOD\Cell_DLE\CSV_files_raw_nieuwe_structuur\2015\sap3_92\m10\42192az_dlext_20151006_1813_1940.csv | 128
v5 | Full | 3 | 42192az_dlext_20151007_1941_2065.csv | F:\UPOD\Cell_DLE\CSV_files_raw_nieuwe_structuur\2015\sap3_92\m10 | F:\UPOD\Cell_DLE\CSV_files_raw_nieuwe_structuur\2015\sap3_92\m10\42192az_dlext_20151007_1941_2065.csv | 125
v5 | Full | 3 | 42192az_dlext_20151008_2066_2217.csv | F:\UPOD\Cell_DLE\CSV_files_raw_nieuwe_structuur\2015\sap3_92\m10 | F:\UPOD\Cell_DLE\CSV_files_raw_nieuwe_structuur\2015\sap3_92\m10\42192az_dlext_20151008_2066_2217.csv | 152
v5 | Full | 3 | 42192az_dlext_20151009_2218_2327.csv | F:\UPOD\Cell_DLE\CSV_files_raw_nieuwe_structuur\2015\sap3_92\m10 | F:\UPOD\Cell_DLE\CSV_files_raw_nieuwe_structuur\2015\sap3_92\m10\42192az_dlext_20151009_2218_2327.csv | 110
v5 | Full | 3 | 42192az_dlext_20151010_2328_2393.csv | F:\UPOD\Cell_DLE\CSV_files_raw_nieuwe_structuur\2015\sap3_92\m10 | F:\UPOD\Cell_DLE\CSV_files_raw_nieuwe_structuur\2015\sap3_92\m10\42192az_dlext_20151010_2328_2393.csv | 66
v5 | Full | 3 | 42192az_dlext_20151011_2394_2458.csv | F:\UPOD\Cell_DLE\CSV_files_raw_nieuwe_structuur\2015\sap3_92\m10 | F:\UPOD\Cell_DLE\CSV_files_raw_nieuwe_structuur\2015\sap3_92\m10\42192az_dlext_20151011_2394_2458.csv | 65
v5 | Full | 3 | 42192az_dlext_20151012_2459_2615.csv | F:\UPOD\Cell_DLE\CSV_files_raw_nieuwe_structuur\2015\sap3_92\m10 | F:\UPOD\Cell_DLE\CSV_files_raw_nieuwe_structuur\2015\sap3_92\m10\42192az_dlext_20151012_2459_2615.csv | 157
v5 | Full | 3 | 42192az_dlext_20151013_2616_2755.csv | F:\UPOD\Cell_DLE\CSV_files_raw_nieuwe_structuur\2015\sap3_92\m10 | F:\UPOD\Cell_DLE\CSV_files_raw_nieuwe_structuur\2015\sap3_92\m10\42192az_dlext_20151013_2616_2755.csv | 140
v5 | Full | 3 | 42192az_dlext_20151014_2756_2943.csv | F:\UPOD\Cell_DLE\CSV_files_raw_nieuwe_structuur\2015\sap3_92\m10 | F:\UPOD\Cell_DLE\CSV_files_raw_nieuwe_structuur\2015\sap3_92\m10\42192az_dlext_20151014_2756_2943.csv | 188
v5 | Full | 3 | 42192az_dlext_20151015_2944_3046.csv | F:\UPOD\Cell_DLE\CSV_files_raw_nieuwe_structuur\2015\sap3_92\m10 | F:\UPOD\Cell_DLE\CSV_files_raw_nieuwe_structuur\2015\sap3_92\m10\42192az_dlext_20151015_2944_3046.csv | 103
v5 | Full | 3 | 42192az_dlext_20151016_3047_3175.csv | F:\UPOD\Cell_DLE\CSV_files_raw_nieuwe_structuur\2015\sap3_92\m10 | F:\UPOD\Cell_DLE\CSV_files_raw_nieuwe_structuur\2015\sap3_92\m10\42192az_dlext_20151016_3047_3175.csv | 129
v5 | Full | 3 | 42192az_dlext_20151017_3176_3219.csv | F:\UPOD\Cell_DLE\CSV_files_raw_nieuwe_structuur\2015\sap3_92\m10 | F:\UPOD\Cell_DLE\CSV_files_raw_nieuwe_structuur\2015\sap3_92\m10\42192az_dlext_20151017_3176_3219.csv | 44
v5 | Full | 3 | 42192az_dlext_20151018_3220_3285.csv | F:\UPOD\Cell_DLE\CSV_files_raw_nieuwe_structuur\2015\sap3_92\m10 | F:\UPOD\Cell_DLE\CSV_files_raw_nieuwe_structuur\2015\sap3_92\m10\42192az_dlext_20151018_3220_3285.csv | 66
v5 | Full | 3 | 42192az_dlext_20151019_3286_3458.csv | F:\UPOD\Cell_DLE\CSV_files_raw_nieuwe_structuur\2015\sap3_92\m10 | F:\UPOD\Cell_DLE\CSV_files_raw_nieuwe_structuur\2015\sap3_92\m10\42192az_dlext_20151019_3286_3458.csv | 173
v5 | Full | 3 | 42192az_dlext_20151020_3459_3586.csv | F:\UPOD\Cell_DLE\CSV_files_raw_nieuwe_structuur\2015\sap3_92\m10 | F:\UPOD\Cell_DLE\CSV_files_raw_nieuwe_structuur\2015\sap3_92\m10\42192az_dlext_20151020_3459_3586.csv | 128
v5 | Full | 3 | 42192az_dlext_20151021_3587_3814.csv | F:\UPOD\Cell_DLE\CSV_files_raw_nieuwe_structuur\2015\sap3_92\m10 | F:\UPOD\Cell_DLE\CSV_files_raw_nieuwe_structuur\2015\sap3_92\m10\42192az_dlext_20151021_3587_3814.csv | 228
v5 | Full | 3 | 42192az_dlext_20151022_3815_3887.csv | F:\UPOD\Cell_DLE\CSV_files_raw_nieuwe_structuur\2015\sap3_92\m10 | F:\UPOD\Cell_DLE\CSV_files_raw_nieuwe_structuur\2015\sap3_92\m10\42192az_dlext_20151022_3815_3887.csv | 73
v5 | Full | 3 | 42192az_dlext_20151023_3888_4010.csv | F:\UPOD\Cell_DLE\CSV_files_raw_nieuwe_structuur\2015\sap3_92\m10 | F:\UPOD\Cell_DLE\CSV_files_raw_nieuwe_structuur\2015\sap3_92\m10\42192az_dlext_20151023_3888_4010.csv | 123
v5 | Full | 3 | 42192az_dlext_20151024_4011_4060.csv | F:\UPOD\Cell_DLE\CSV_files_raw_nieuwe_structuur\2015\sap3_92\m10 | F:\UPOD\Cell_DLE\CSV_files_raw_nieuwe_structuur\2015\sap3_92\m10\42192az_dlext_20151024_4011_4060.csv | 50
v5 | Full | 3 | 42192az_dlext_20151025_4061_4113.csv | F:\UPOD\Cell_DLE\CSV_files_raw_nieuwe_structuur\2015\sap3_92\m10 | F:\UPOD\Cell_DLE\CSV_files_raw_nieuwe_structuur\2015\sap3_92\m10\42192az_dlext_20151025_4061_4113.csv | 53
v5 | Full | 3 | 42192az_dlext_20151026_4114_4265.csv | F:\UPOD\Cell_DLE\CSV_files_raw_nieuwe_structuur\2015\sap3_92\m10 | F:\UPOD\Cell_DLE\CSV_files_raw_nieuwe_structuur\2015\sap3_92\m10\42192az_dlext_20151026_4114_4265.csv | 152
v5 | Full | 3 | 42192az_dlext_20151027_4266_4351.csv | F:\UPOD\Cell_DLE\CSV_files_raw_nieuwe_structuur\2015\sap3_92\m10 | F:\UPOD\Cell_DLE\CSV_files_raw_nieuwe_structuur\2015\sap3_92\m10\42192az_dlext_20151027_4266_4351.csv | 86
v5 | Full | 3 | 42192az_dlext_20151028_4352_4496.csv | F:\UPOD\Cell_DLE\CSV_files_raw_nieuwe_structuur\2015\sap3_92\m10 | F:\UPOD\Cell_DLE\CSV_files_raw_nieuwe_structuur\2015\sap3_92\m10\42192az_dlext_20151028_4352_4496.csv | 145
v5 | Full | 3 | 42192az_dlext_20151029_4497_4624.csv | F:\UPOD\Cell_DLE\CSV_files_raw_nieuwe_structuur\2015\sap3_92\m10 | F:\UPOD\Cell_DLE\CSV_files_raw_nieuwe_structuur\2015\sap3_92\m10\42192az_dlext_20151029_4497_4624.csv | 128
v5 | Full | 3 | 42192az_dlext_20151030_4625_4777.csv | F:\UPOD\Cell_DLE\CSV_files_raw_nieuwe_structuur\2015\sap3_92\m10 | F:\UPOD\Cell_DLE\CSV_files_raw_nieuwe_structuur\2015\sap3_92\m10\42192az_dlext_20151030_4625_4777.csv | 153
v5 | Full | 3 | 42192az_dlext_20151031_4778_4823.csv | F:\UPOD\Cell_DLE\CSV_files_raw_nieuwe_structuur\2015\sap3_92\m10 | F:\UPOD\Cell_DLE\CSV_files_raw_nieuwe_structuur\2015\sap3_92\m10\42192az_dlext_20151031_4778_4823.csv | 46
v5 | Full | 3 | 42192az_dlext_20151101_4824_4880.csv | F:\UPOD\Cell_DLE\CSV_files_raw_nieuwe_structuur\2015\sap3_92\m11 | F:\UPOD\Cell_DLE\CSV_files_raw_nieuwe_structuur\2015\sap3_92\m11\42192az_dlext_20151101_4824_4880.csv | 57
v5 | Full | 3 | 42192az_dlext_20151102_4881_5022.csv | F:\UPOD\Cell_DLE\CSV_files_raw_nieuwe_structuur\2015\sap3_92\m11 | F:\UPOD\Cell_DLE\CSV_files_raw_nieuwe_structuur\2015\sap3_92\m11\42192az_dlext_20151102_4881_5022.csv | 142
v5 | Full | 3 | 42192az_dlext_20151103_5023_5160.csv | F:\UPOD\Cell_DLE\CSV_files_raw_nieuwe_structuur\2015\sap3_92\m11 | F:\UPOD\Cell_DLE\CSV_files_raw_nieuwe_structuur\2015\sap3_92\m11\42192az_dlext_20151103_5023_5160.csv | 138
v5 | Full | 3 | 42192az_dlext_20151104_5161_5282.csv | F:\UPOD\Cell_DLE\CSV_files_raw_nieuwe_structuur\2015\sap3_92\m11 | F:\UPOD\Cell_DLE\CSV_files_raw_nieuwe_structuur\2015\sap3_92\m11\42192az_dlext_20151104_5161_5282.csv | 122
v5 | Full | 3 | 42192az_dlext_20151105_5283_5435.csv | F:\UPOD\Cell_DLE\CSV_files_raw_nieuwe_structuur\2015\sap3_92\m11 | F:\UPOD\Cell_DLE\CSV_files_raw_nieuwe_structuur\2015\sap3_92\m11\42192az_dlext_20151105_5283_5435.csv | 153
v5 | Full | 3 | 42192az_dlext_20151106_5436_5550.csv | F:\UPOD\Cell_DLE\CSV_files_raw_nieuwe_structuur\2015\sap3_92\m11 | F:\UPOD\Cell_DLE\CSV_files_raw_nieuwe_structuur\2015\sap3_92\m11\42192az_dlext_20151106_5436_5550.csv | 115
v5 | Full | 3 | 42192az_dlext_20151107_5551_5587.csv | F:\UPOD\Cell_DLE\CSV_files_raw_nieuwe_structuur\2015\sap3_92\m11 | F:\UPOD\Cell_DLE\CSV_files_raw_nieuwe_structuur\2015\sap3_92\m11\42192az_dlext_20151107_5551_5587.csv | 37
v5 | Full | 3 | 42192az_dlext_20151108_5588_5638.csv | F:\UPOD\Cell_DLE\CSV_files_raw_nieuwe_structuur\2015\sap3_92\m11 | F:\UPOD\Cell_DLE\CSV_files_raw_nieuwe_structuur\2015\sap3_92\m11\42192az_dlext_20151108_5588_5638.csv | 51
v5 | Full | 3 | 42192az_dlext_20151109_5639_5812.csv | F:\UPOD\Cell_DLE\CSV_files_raw_nieuwe_structuur\2015\sap3_92\m11 | F:\UPOD\Cell_DLE\CSV_files_raw_nieuwe_structuur\2015\sap3_92\m11\42192az_dlext_20151109_5639_5812.csv | 174
v5 | Full | 3 | 42192az_dlext_20151110_5813_5931.csv | F:\UPOD\Cell_DLE\CSV_files_raw_nieuwe_structuur\2015\sap3_92\m11 | F:\UPOD\Cell_DLE\CSV_files_raw_nieuwe_structuur\2015\sap3_92\m11\42192az_dlext_20151110_5813_5931.csv | 119
v5 | Full | 3 | 42192az_dlext_20151111_5932_6057.csv | F:\UPOD\Cell_DLE\CSV_files_raw_nieuwe_structuur\2015\sap3_92\m11 | F:\UPOD\Cell_DLE\CSV_files_raw_nieuwe_structuur\2015\sap3_92\m11\42192az_dlext_20151111_5932_6057.csv | 126
v5 | Full | 3 | 42192az_dlext_20151112_6058_6200.csv | F:\UPOD\Cell_DLE\CSV_files_raw_nieuwe_structuur\2015\sap3_92\m11 | F:\UPOD\Cell_DLE\CSV_files_raw_nieuwe_structuur\2015\sap3_92\m11\42192az_dlext_20151112_6058_6200.csv | 143
v5 | Full | 3 | 42192az_dlext_20151113_6201_6376.csv | F:\UPOD\Cell_DLE\CSV_files_raw_nieuwe_structuur\2015\sap3_92\m11 | F:\UPOD\Cell_DLE\CSV_files_raw_nieuwe_structuur\2015\sap3_92\m11\42192az_dlext_20151113_6201_6376.csv | 176
v5 | Full | 3 | 42192az_dlext_20151114_6377_6431.csv | F:\UPOD\Cell_DLE\CSV_files_raw_nieuwe_structuur\2015\sap3_92\m11 | F:\UPOD\Cell_DLE\CSV_files_raw_nieuwe_structuur\2015\sap3_92\m11\42192az_dlext_20151114_6377_6431.csv | 55
v5 | Full | 3 | 42192az_dlext_20151115_6432_6483.csv | F:\UPOD\Cell_DLE\CSV_files_raw_nieuwe_structuur\2015\sap3_92\m11 | F:\UPOD\Cell_DLE\CSV_files_raw_nieuwe_structuur\2015\sap3_92\m11\42192az_dlext_20151115_6432_6483.csv | 52
v5 | Full | 3 | 42192az_dlext_20151116_6484_6733.csv | F:\UPOD\Cell_DLE\CSV_files_raw_nieuwe_structuur\2015\sap3_92\m11 | F:\UPOD\Cell_DLE\CSV_files_raw_nieuwe_structuur\2015\sap3_92\m11\42192az_dlext_20151116_6484_6733.csv | 250
v5 | Full | 3 | 42192az_dlext_20151117_6734_6964.csv | F:\UPOD\Cell_DLE\CSV_files_raw_nieuwe_structuur\2015\sap3_92\m11 | F:\UPOD\Cell_DLE\CSV_files_raw_nieuwe_structuur\2015\sap3_92\m11\42192az_dlext_20151117_6734_6964.csv | 231
v5 | Full | 3 | 42192az_dlext_20151118_6965_7256.csv | F:\UPOD\Cell_DLE\CSV_files_raw_nieuwe_structuur\2015\sap3_92\m11 | F:\UPOD\Cell_DLE\CSV_files_raw_nieuwe_structuur\2015\sap3_92\m11\42192az_dlext_20151118_6965_7256.csv | 292
v5 | Full | 3 | 42192az_dlext_20151119_7257_7413.csv | F:\UPOD\Cell_DLE\CSV_files_raw_nieuwe_structuur\2015\sap3_92\m11 | F:\UPOD\Cell_DLE\CSV_files_raw_nieuwe_structuur\2015\sap3_92\m11\42192az_dlext_20151119_7257_7413.csv | 157
v5 | Full | 3 | 42192az_dlext_20151120_7414_7581.csv | F:\UPOD\Cell_DLE\CSV_files_raw_nieuwe_structuur\2015\sap3_92\m11 | F:\UPOD\Cell_DLE\CSV_files_raw_nieuwe_structuur\2015\sap3_92\m11\42192az_dlext_20151120_7414_7581.csv | 168
v5 | Full | 3 | 42192az_dlext_20151121_7582_7658.csv | F:\UPOD\Cell_DLE\CSV_files_raw_nieuwe_structuur\2015\sap3_92\m11 | F:\UPOD\Cell_DLE\CSV_files_raw_nieuwe_structuur\2015\sap3_92\m11\42192az_dlext_20151121_7582_7658.csv | 77
v5 | Full | 3 | 42192az_dlext_20151122_7659_7683.csv | F:\UPOD\Cell_DLE\CSV_files_raw_nieuwe_structuur\2015\sap3_92\m11 | F:\UPOD\Cell_DLE\CSV_files_raw_nieuwe_structuur\2015\sap3_92\m11\42192az_dlext_20151122_7659_7683.csv | 25
v5 | Full | 3 | 42192az_dlext_20151123_7684_7944.csv | F:\UPOD\Cell_DLE\CSV_files_raw_nieuwe_structuur\2015\sap3_92\m11 | F:\UPOD\Cell_DLE\CSV_files_raw_nieuwe_structuur\2015\sap3_92\m11\42192az_dlext_20151123_7684_7944.csv | 261
v5 | Full | 3 | 42192az_dlext_20151124_7945_8220.csv | F:\UPOD\Cell_DLE\CSV_files_raw_nieuwe_structuur\2015\sap3_92\m11 | F:\UPOD\Cell_DLE\CSV_files_raw_nieuwe_structuur\2015\sap3_92\m11\42192az_dlext_20151124_7945_8220.csv | 276
v5 | Full | 3 | 42192az_dlext_20151125_8221_8429.csv | F:\UPOD\Cell_DLE\CSV_files_raw_nieuwe_structuur\2015\sap3_92\m11 | F:\UPOD\Cell_DLE\CSV_files_raw_nieuwe_structuur\2015\sap3_92\m11\42192az_dlext_20151125_8221_8429.csv | 209
v5 | Full | 3 | 42192az_dlext_20151126_8430_8757.csv | F:\UPOD\Cell_DLE\CSV_files_raw_nieuwe_structuur\2015\sap3_92\m11 | F:\UPOD\Cell_DLE\CSV_files_raw_nieuwe_structuur\2015\sap3_92\m11\42192az_dlext_20151126_8430_8757.csv | 328
v5 | Full | 3 | 42192az_dlext_20151127_8758_9000.csv | F:\UPOD\Cell_DLE\CSV_files_raw_nieuwe_structuur\2015\sap3_92\m11 | F:\UPOD\Cell_DLE\CSV_files_raw_nieuwe_structuur\2015\sap3_92\m11\42192az_dlext_20151127_8758_9000.csv | 243
v5 | Full | 3 | 42192az_dlext_20151128_9001_9087.csv | F:\UPOD\Cell_DLE\CSV_files_raw_nieuwe_structuur\2015\sap3_92\m11 | F:\UPOD\Cell_DLE\CSV_files_raw_nieuwe_structuur\2015\sap3_92\m11\42192az_dlext_20151128_9001_9087.csv | 87
v5 | Full | 3 | 42192az_dlext_20151129_9088_9141.csv | F:\UPOD\Cell_DLE\CSV_files_raw_nieuwe_structuur\2015\sap3_92\m11 | F:\UPOD\Cell_DLE\CSV_files_raw_nieuwe_structuur\2015\sap3_92\m11\42192az_dlext_20151129_9088_9141.csv | 54
v5 | Full | 3 | 42192az_dlext_20151130_9142_9357.csv | F:\UPOD\Cell_DLE\CSV_files_raw_nieuwe_structuur\2015\sap3_92\m11 | F:\UPOD\Cell_DLE\CSV_files_raw_nieuwe_structuur\2015\sap3_92\m11\42192az_dlext_20151130_9142_9357.csv | 216
v5 | Full | 3 | 42192az_dlext_20151201_9358_9510.csv | F:\UPOD\Cell_DLE\CSV_files_raw_nieuwe_structuur\2015\sap3_92\m12 | F:\UPOD\Cell_DLE\CSV_files_raw_nieuwe_structuur\2015\sap3_92\m12\42192az_dlext_20151201_9358_9510.csv | 153
v5 | Full | 3 | 42192az_dlext_20151202_9511_9680.csv | F:\UPOD\Cell_DLE\CSV_files_raw_nieuwe_structuur\2015\sap3_92\m12 | F:\UPOD\Cell_DLE\CSV_files_raw_nieuwe_structuur\2015\sap3_92\m12\42192az_dlext_20151202_9511_9680.csv | 170
v5 | Full | 3 | 42192az_dlext_20151203_9681_9896.csv | F:\UPOD\Cell_DLE\CSV_files_raw_nieuwe_structuur\2015\sap3_92\m12 | F:\UPOD\Cell_DLE\CSV_files_raw_nieuwe_structuur\2015\sap3_92\m12\42192az_dlext_20151203_9681_9896.csv | 216
v5 | Full | 3 | 42192az_dlext_20151204_9897_0091.csv | F:\UPOD\Cell_DLE\CSV_files_raw_nieuwe_structuur\2015\sap3_92\m12 | F:\UPOD\Cell_DLE\CSV_files_raw_nieuwe_structuur\2015\sap3_92\m12\42192az_dlext_20151204_9897_0091.csv | 195
v5 | Full | 3 | 42192az_dlext_20151205_0092_0126.csv | F:\UPOD\Cell_DLE\CSV_files_raw_nieuwe_structuur\2015\sap3_92\m12 | F:\UPOD\Cell_DLE\CSV_files_raw_nieuwe_structuur\2015\sap3_92\m12\42192az_dlext_20151205_0092_0126.csv | 35
v5 | Full | 3 | 42192az_dlext_20151206_0127_0176.csv | F:\UPOD\Cell_DLE\CSV_files_raw_nieuwe_structuur\2015\sap3_92\m12 | F:\UPOD\Cell_DLE\CSV_files_raw_nieuwe_structuur\2015\sap3_92\m12\42192az_dlext_20151206_0127_0176.csv | 50
v5 | Full | 3 | 42192az_dlext_20151207_0177_0363.csv | F:\UPOD\Cell_DLE\CSV_files_raw_nieuwe_structuur\2015\sap3_92\m12 | F:\UPOD\Cell_DLE\CSV_files_raw_nieuwe_structuur\2015\sap3_92\m12\42192az_dlext_20151207_0177_0363.csv | 187
v5 | Full | 3 | 42192az_dlext_20151208_0364_0494.csv | F:\UPOD\Cell_DLE\CSV_files_raw_nieuwe_structuur\2015\sap3_92\m12 | F:\UPOD\Cell_DLE\CSV_files_raw_nieuwe_structuur\2015\sap3_92\m12\42192az_dlext_20151208_0364_0494.csv | 131
v5 | Full | 3 | 42192az_dlext_20151209_0495_0764.csv | F:\UPOD\Cell_DLE\CSV_files_raw_nieuwe_structuur\2015\sap3_92\m12 | F:\UPOD\Cell_DLE\CSV_files_raw_nieuwe_structuur\2015\sap3_92\m12\42192az_dlext_20151209_0495_0764.csv | 270
v5 | Full | 3 | 42192az_dlext_20151210_0765_0918.csv | F:\UPOD\Cell_DLE\CSV_files_raw_nieuwe_structuur\2015\sap3_92\m12 | F:\UPOD\Cell_DLE\CSV_files_raw_nieuwe_structuur\2015\sap3_92\m12\42192az_dlext_20151210_0765_0918.csv | 154
v5 | Full | 3 | 42192az_dlext_20151211_0919_1076.csv | F:\UPOD\Cell_DLE\CSV_files_raw_nieuwe_structuur\2015\sap3_92\m12 | F:\UPOD\Cell_DLE\CSV_files_raw_nieuwe_structuur\2015\sap3_92\m12\42192az_dlext_20151211_0919_1076.csv | 158
v5 | Full | 3 | 42192az_dlext_20151212_1077_1108.csv | F:\UPOD\Cell_DLE\CSV_files_raw_nieuwe_structuur\2015\sap3_92\m12 | F:\UPOD\Cell_DLE\CSV_files_raw_nieuwe_structuur\2015\sap3_92\m12\42192az_dlext_20151212_1077_1108.csv | 32
v5 | Full | 3 | 42192az_dlext_20151213_1109_1143.csv | F:\UPOD\Cell_DLE\CSV_files_raw_nieuwe_structuur\2015\sap3_92\m12 | F:\UPOD\Cell_DLE\CSV_files_raw_nieuwe_structuur\2015\sap3_92\m12\42192az_dlext_20151213_1109_1143.csv | 35
v5 | Full | 3 | 42192az_dlext_20151214_1144_1367.csv | F:\UPOD\Cell_DLE\CSV_files_raw_nieuwe_structuur\2015\sap3_92\m12 | F:\UPOD\Cell_DLE\CSV_files_raw_nieuwe_structuur\2015\sap3_92\m12\42192az_dlext_20151214_1144_1367.csv | 224
v5 | Full | 3 | 42192az_dlext_20151215_1368_1570.csv | F:\UPOD\Cell_DLE\CSV_files_raw_nieuwe_structuur\2015\sap3_92\m12 | F:\UPOD\Cell_DLE\CSV_files_raw_nieuwe_structuur\2015\sap3_92\m12\42192az_dlext_20151215_1368_1570.csv | 203
v5 | Full | 3 | 42192az_dlext_20151216_1571_1728.csv | F:\UPOD\Cell_DLE\CSV_files_raw_nieuwe_structuur\2015\sap3_92\m12 | F:\UPOD\Cell_DLE\CSV_files_raw_nieuwe_structuur\2015\sap3_92\m12\42192az_dlext_20151216_1571_1728.csv | 158
v5 | Full | 3 | 42192az_dlext_20151217_1729_1881.csv | F:\UPOD\Cell_DLE\CSV_files_raw_nieuwe_structuur\2015\sap3_92\m12 | F:\UPOD\Cell_DLE\CSV_files_raw_nieuwe_structuur\2015\sap3_92\m12\42192az_dlext_20151217_1729_1881.csv | 153
v5 | Full | 3 | 42192az_dlext_20151218_1882_2042.csv | F:\UPOD\Cell_DLE\CSV_files_raw_nieuwe_structuur\2015\sap3_92\m12 | F:\UPOD\Cell_DLE\CSV_files_raw_nieuwe_structuur\2015\sap3_92\m12\42192az_dlext_20151218_1882_2042.csv | 161
v5 | Full | 3 | 42192az_dlext_20151219_2043_2111.csv | F:\UPOD\Cell_DLE\CSV_files_raw_nieuwe_structuur\2015\sap3_92\m12 | F:\UPOD\Cell_DLE\CSV_files_raw_nieuwe_structuur\2015\sap3_92\m12\42192az_dlext_20151219_2043_2111.csv | 69
v5 | Full | 3 | 42192az_dlext_20151220_2112_2203.csv | F:\UPOD\Cell_DLE\CSV_files_raw_nieuwe_structuur\2015\sap3_92\m12 | F:\UPOD\Cell_DLE\CSV_files_raw_nieuwe_structuur\2015\sap3_92\m12\42192az_dlext_20151220_2112_2203.csv | 92
v5 | Full | 3 | 42192az_dlext_20151221_2204_2511.csv | F:\UPOD\Cell_DLE\CSV_files_raw_nieuwe_structuur\2015\sap3_92\m12 | F:\UPOD\Cell_DLE\CSV_files_raw_nieuwe_structuur\2015\sap3_92\m12\42192az_dlext_20151221_2204_2511.csv | 308
v5 | Full | 3 | 42192az_dlext_20151222_2512_2655.csv | F:\UPOD\Cell_DLE\CSV_files_raw_nieuwe_structuur\2015\sap3_92\m12 | F:\UPOD\Cell_DLE\CSV_files_raw_nieuwe_structuur\2015\sap3_92\m12\42192az_dlext_20151222_2512_2655.csv | 144
v5 | Full | 3 | 42192az_dlext_20151223_2656_2811.csv | F:\UPOD\Cell_DLE\CSV_files_raw_nieuwe_structuur\2015\sap3_92\m12 | F:\UPOD\Cell_DLE\CSV_files_raw_nieuwe_structuur\2015\sap3_92\m12\42192az_dlext_20151223_2656_2811.csv | 156
v5 | Full | 3 | 42192az_dlext_20151224_2812_2902.csv | F:\UPOD\Cell_DLE\CSV_files_raw_nieuwe_structuur\2015\sap3_92\m12 | F:\UPOD\Cell_DLE\CSV_files_raw_nieuwe_structuur\2015\sap3_92\m12\42192az_dlext_20151224_2812_2902.csv | 91
v5 | Full | 3 | 42192az_dlext_20151225_2903_2997.csv | F:\UPOD\Cell_DLE\CSV_files_raw_nieuwe_structuur\2015\sap3_92\m12 | F:\UPOD\Cell_DLE\CSV_files_raw_nieuwe_structuur\2015\sap3_92\m12\42192az_dlext_20151225_2903_2997.csv | 95
v5 | Full | 3 | 42192az_dlext_20151226_2998_3029.csv | F:\UPOD\Cell_DLE\CSV_files_raw_nieuwe_structuur\2015\sap3_92\m12 | F:\UPOD\Cell_DLE\CSV_files_raw_nieuwe_structuur\2015\sap3_92\m12\42192az_dlext_20151226_2998_3029.csv | 32
v5 | Full | 3 | 42192az_dlext_20151227_3030_3097.csv | F:\UPOD\Cell_DLE\CSV_files_raw_nieuwe_structuur\2015\sap3_92\m12 | F:\UPOD\Cell_DLE\CSV_files_raw_nieuwe_structuur\2015\sap3_92\m12\42192az_dlext_20151227_3030_3097.csv | 68
v5 | Full | 3 | 42192az_dlext_20151228_3098_3286.csv | F:\UPOD\Cell_DLE\CSV_files_raw_nieuwe_structuur\2015\sap3_92\m12 | F:\UPOD\Cell_DLE\CSV_files_raw_nieuwe_structuur\2015\sap3_92\m12\42192az_dlext_20151228_3098_3286.csv | 189
v5 | Full | 3 | 42192az_dlext_20151229_3287_3418.csv | F:\UPOD\Cell_DLE\CSV_files_raw_nieuwe_structuur\2015\sap3_92\m12 | F:\UPOD\Cell_DLE\CSV_files_raw_nieuwe_structuur\2015\sap3_92\m12\42192az_dlext_20151229_3287_3418.csv | 132
v5 | Full | 3 | 42192az_dlext_20151230_3419_3575.csv | F:\UPOD\Cell_DLE\CSV_files_raw_nieuwe_structuur\2015\sap3_92\m12 | F:\UPOD\Cell_DLE\CSV_files_raw_nieuwe_structuur\2015\sap3_92\m12\42192az_dlext_20151230_3419_3575.csv | 157
v5 | Full | 3 | 42192az_dlext_20151231_3576_3640.csv | F:\UPOD\Cell_DLE\CSV_files_raw_nieuwe_structuur\2015\sap3_92\m12 | F:\UPOD\Cell_DLE\CSV_files_raw_nieuwe_structuur\2015\sap3_92\m12\42192az_dlext_20151231_3576_3640.csv | 65
v5 | Full | 3 | 42192az_dlext_20160101_3641_3704.csv | F:\UPOD\Cell_DLE\CSV_files_raw_nieuwe_structuur\2016\sap3_92\m01 | F:\UPOD\Cell_DLE\CSV_files_raw_nieuwe_structuur\2016\sap3_92\m01\42192az_dlext_20160101_3641_3704.csv | 64
v5 | Full | 3 | 42192az_dlext_20160102_3705_3771.csv | F:\UPOD\Cell_DLE\CSV_files_raw_nieuwe_structuur\2016\sap3_92\m01 | F:\UPOD\Cell_DLE\CSV_files_raw_nieuwe_structuur\2016\sap3_92\m01\42192az_dlext_20160102_3705_3771.csv | 67
v5 | Full | 3 | 42192az_dlext_20160103_3772_3834.csv | F:\UPOD\Cell_DLE\CSV_files_raw_nieuwe_structuur\2016\sap3_92\m01 | F:\UPOD\Cell_DLE\CSV_files_raw_nieuwe_structuur\2016\sap3_92\m01\42192az_dlext_20160103_3772_3834.csv | 63
v5 | Full | 3 | 42192az_dlext_20160104_9939_3989.csv | F:\UPOD\Cell_DLE\CSV_files_raw_nieuwe_structuur\2016\sap3_92\m01 | F:\UPOD\Cell_DLE\CSV_files_raw_nieuwe_structuur\2016\sap3_92\m01\42192az_dlext_20160104_9939_3989.csv | 4051
v5 | Full | 3 | 42192az_dlext_20160105_3990_4268.csv | F:\UPOD\Cell_DLE\CSV_files_raw_nieuwe_structuur\2016\sap3_92\m01 | F:\UPOD\Cell_DLE\CSV_files_raw_nieuwe_structuur\2016\sap3_92\m01\42192az_dlext_20160105_3990_4268.csv | 279
v5 | Full | 3 | 42192az_dlext_20160106_4269_4504.csv | F:\UPOD\Cell_DLE\CSV_files_raw_nieuwe_structuur\2016\sap3_92\m01 | F:\UPOD\Cell_DLE\CSV_files_raw_nieuwe_structuur\2016\sap3_92\m01\42192az_dlext_20160106_4269_4504.csv | 236
v5 | Full | 3 | 42192az_dlext_20160107_4505_4669.csv | F:\UPOD\Cell_DLE\CSV_files_raw_nieuwe_structuur\2016\sap3_92\m01 | F:\UPOD\Cell_DLE\CSV_files_raw_nieuwe_structuur\2016\sap3_92\m01\42192az_dlext_20160107_4505_4669.csv | 165
v5 | Full | 3 | 42192az_dlext_20160108_4670_4772.csv | F:\UPOD\Cell_DLE\CSV_files_raw_nieuwe_structuur\2016\sap3_92\m01 | F:\UPOD\Cell_DLE\CSV_files_raw_nieuwe_structuur\2016\sap3_92\m01\42192az_dlext_20160108_4670_4772.csv | 103
v5 | Full | 3 | 42192az_dlext_20160109_4773_4886.csv | F:\UPOD\Cell_DLE\CSV_files_raw_nieuwe_structuur\2016\sap3_92\m01 | F:\UPOD\Cell_DLE\CSV_files_raw_nieuwe_structuur\2016\sap3_92\m01\42192az_dlext_20160109_4773_4886.csv | 114
v5 | Full | 3 | 42192az_dlext_20160110_4887_5000.csv | F:\UPOD\Cell_DLE\CSV_files_raw_nieuwe_structuur\2016\sap3_92\m01 | F:\UPOD\Cell_DLE\CSV_files_raw_nieuwe_structuur\2016\sap3_92\m01\42192az_dlext_20160110_4887_5000.csv | 114
v5 | Full | 3 | 42192az_dlext_20160111_5001_5300.csv | F:\UPOD\Cell_DLE\CSV_files_raw_nieuwe_structuur\2016\sap3_92\m01 | F:\UPOD\Cell_DLE\CSV_files_raw_nieuwe_structuur\2016\sap3_92\m01\42192az_dlext_20160111_5001_5300.csv | 300
v5 | Full | 3 | 42192az_dlext_20160112_5301_5566.csv | F:\UPOD\Cell_DLE\CSV_files_raw_nieuwe_structuur\2016\sap3_92\m01 | F:\UPOD\Cell_DLE\CSV_files_raw_nieuwe_structuur\2016\sap3_92\m01\42192az_dlext_20160112_5301_5566.csv | 266
v5 | Full | 3 | 42192az_dlext_20160113_5567_5791.csv | F:\UPOD\Cell_DLE\CSV_files_raw_nieuwe_structuur\2016\sap3_92\m01 | F:\UPOD\Cell_DLE\CSV_files_raw_nieuwe_structuur\2016\sap3_92\m01\42192az_dlext_20160113_5567_5791.csv | 225
v5 | Full | 3 | 42192az_dlext_20160114_5792_6051.csv | F:\UPOD\Cell_DLE\CSV_files_raw_nieuwe_structuur\2016\sap3_92\m01 | F:\UPOD\Cell_DLE\CSV_files_raw_nieuwe_structuur\2016\sap3_92\m01\42192az_dlext_20160114_5792_6051.csv | 260
v5 | Full | 3 | 42192az_dlext_20160115_6052_6132.csv | F:\UPOD\Cell_DLE\CSV_files_raw_nieuwe_structuur\2016\sap3_92\m01 | F:\UPOD\Cell_DLE\CSV_files_raw_nieuwe_structuur\2016\sap3_92\m01\42192az_dlext_20160115_6052_6132.csv | 81
v5 | Full | 3 | 42192az_dlext_20160116_6133_6157.csv | F:\UPOD\Cell_DLE\CSV_files_raw_nieuwe_structuur\2016\sap3_92\m01 | F:\UPOD\Cell_DLE\CSV_files_raw_nieuwe_structuur\2016\sap3_92\m01\42192az_dlext_20160116_6133_6157.csv | 25
v5 | Full | 3 | 42192az_dlext_20160117_6158_6177.csv | F:\UPOD\Cell_DLE\CSV_files_raw_nieuwe_structuur\2016\sap3_92\m01 | F:\UPOD\Cell_DLE\CSV_files_raw_nieuwe_structuur\2016\sap3_92\m01\42192az_dlext_20160117_6158_6177.csv | 20
v5 | Full | 3 | 42192az_dlext_20160118_6178_6384.csv | F:\UPOD\Cell_DLE\CSV_files_raw_nieuwe_structuur\2016\sap3_92\m01 | F:\UPOD\Cell_DLE\CSV_files_raw_nieuwe_structuur\2016\sap3_92\m01\42192az_dlext_20160118_6178_6384.csv | 207
v5 | Full | 3 | 42192az_dlext_20160119_6385_6624.csv | F:\UPOD\Cell_DLE\CSV_files_raw_nieuwe_structuur\2016\sap3_92\m01 | F:\UPOD\Cell_DLE\CSV_files_raw_nieuwe_structuur\2016\sap3_92\m01\42192az_dlext_20160119_6385_6624.csv | 240
v5 | Full | 3 | 42192az_dlext_20160120_6625_6838.csv | F:\UPOD\Cell_DLE\CSV_files_raw_nieuwe_structuur\2016\sap3_92\m01 | F:\UPOD\Cell_DLE\CSV_files_raw_nieuwe_structuur\2016\sap3_92\m01\42192az_dlext_20160120_6625_6838.csv | 214
v5 | Full | 3 | 42192az_dlext_20160121_6839_7137.csv | F:\UPOD\Cell_DLE\CSV_files_raw_nieuwe_structuur\2016\sap3_92\m01 | F:\UPOD\Cell_DLE\CSV_files_raw_nieuwe_structuur\2016\sap3_92\m01\42192az_dlext_20160121_6839_7137.csv | 299
v5 | Full | 3 | 42192az_dlext_20160122_7138_7278.csv | F:\UPOD\Cell_DLE\CSV_files_raw_nieuwe_structuur\2016\sap3_92\m01 | F:\UPOD\Cell_DLE\CSV_files_raw_nieuwe_structuur\2016\sap3_92\m01\42192az_dlext_20160122_7138_7278.csv | 141
v5 | Full | 3 | 42192az_dlext_20160123_7279_7352.csv | F:\UPOD\Cell_DLE\CSV_files_raw_nieuwe_structuur\2016\sap3_92\m01 | F:\UPOD\Cell_DLE\CSV_files_raw_nieuwe_structuur\2016\sap3_92\m01\42192az_dlext_20160123_7279_7352.csv | 74
v5 | Full | 3 | 42192az_dlext_20160124_7353_7394.csv | F:\UPOD\Cell_DLE\CSV_files_raw_nieuwe_structuur\2016\sap3_92\m01 | F:\UPOD\Cell_DLE\CSV_files_raw_nieuwe_structuur\2016\sap3_92\m01\42192az_dlext_20160124_7353_7394.csv | 42
v5 | Full | 3 | 42192az_dlext_20160125_7395_7669.csv | F:\UPOD\Cell_DLE\CSV_files_raw_nieuwe_structuur\2016\sap3_92\m01 | F:\UPOD\Cell_DLE\CSV_files_raw_nieuwe_structuur\2016\sap3_92\m01\42192az_dlext_20160125_7395_7669.csv | 275
v5 | Full | 3 | 42192az_dlext_20160126_7670_7995.csv | F:\UPOD\Cell_DLE\CSV_files_raw_nieuwe_structuur\2016\sap3_92\m01 | F:\UPOD\Cell_DLE\CSV_files_raw_nieuwe_structuur\2016\sap3_92\m01\42192az_dlext_20160126_7670_7995.csv | 326
v5 | Full | 3 | 42192az_dlext_20160127_7996_8156.csv | F:\UPOD\Cell_DLE\CSV_files_raw_nieuwe_structuur\2016\sap3_92\m01 | F:\UPOD\Cell_DLE\CSV_files_raw_nieuwe_structuur\2016\sap3_92\m01\42192az_dlext_20160127_7996_8156.csv | 161
v5 | Full | 3 | 42192az_dlext_20160128_8157_8339.csv | F:\UPOD\Cell_DLE\CSV_files_raw_nieuwe_structuur\2016\sap3_92\m01 | F:\UPOD\Cell_DLE\CSV_files_raw_nieuwe_structuur\2016\sap3_92\m01\42192az_dlext_20160128_8157_8339.csv | 183
v5 | Full | 3 | 42192az_dlext_20160129_8340_8433.csv | F:\UPOD\Cell_DLE\CSV_files_raw_nieuwe_structuur\2016\sap3_92\m01 | F:\UPOD\Cell_DLE\CSV_files_raw_nieuwe_structuur\2016\sap3_92\m01\42192az_dlext_20160129_8340_8433.csv | 94
v5 | Full | 3 | 42192az_dlext_20160130_8434_8490.csv | F:\UPOD\Cell_DLE\CSV_files_raw_nieuwe_structuur\2016\sap3_92\m01 | F:\UPOD\Cell_DLE\CSV_files_raw_nieuwe_structuur\2016\sap3_92\m01\42192az_dlext_20160130_8434_8490.csv | 57
v5 | Full | 3 | 42192az_dlext_20160131_8491_8529.csv | F:\UPOD\Cell_DLE\CSV_files_raw_nieuwe_structuur\2016\sap3_92\m01 | F:\UPOD\Cell_DLE\CSV_files_raw_nieuwe_structuur\2016\sap3_92\m01\42192az_dlext_20160131_8491_8529.csv | 39
v5 | Full | 3 | 42192az_dlext_20160201_8530_8688.csv | F:\UPOD\Cell_DLE\CSV_files_raw_nieuwe_structuur\2016\sap3_92\m02 | F:\UPOD\Cell_DLE\CSV_files_raw_nieuwe_structuur\2016\sap3_92\m02\42192az_dlext_20160201_8530_8688.csv | 159
v5 | Full | 3 | 42192az_dlext_20160202_8689_8886.csv | F:\UPOD\Cell_DLE\CSV_files_raw_nieuwe_structuur\2016\sap3_92\m02 | F:\UPOD\Cell_DLE\CSV_files_raw_nieuwe_structuur\2016\sap3_92\m02\42192az_dlext_20160202_8689_8886.csv | 198
v5 | Full | 3 | 42192az_dlext_20160203_8887_9027.csv | F:\UPOD\Cell_DLE\CSV_files_raw_nieuwe_structuur\2016\sap3_92\m02 | F:\UPOD\Cell_DLE\CSV_files_raw_nieuwe_structuur\2016\sap3_92\m02\42192az_dlext_20160203_8887_9027.csv | 141
v5 | Full | 3 | 42192az_dlext_20160204_9028_9215.csv | F:\UPOD\Cell_DLE\CSV_files_raw_nieuwe_structuur\2016\sap3_92\m02 | F:\UPOD\Cell_DLE\CSV_files_raw_nieuwe_structuur\2016\sap3_92\m02\42192az_dlext_20160204_9028_9215.csv | 188
v5 | Full | 3 | 42192az_dlext_20160205_9216_9333.csv | F:\UPOD\Cell_DLE\CSV_files_raw_nieuwe_structuur\2016\sap3_92\m02 | F:\UPOD\Cell_DLE\CSV_files_raw_nieuwe_structuur\2016\sap3_92\m02\42192az_dlext_20160205_9216_9333.csv | 118
v5 | Full | 3 | 42192az_dlext_20160206_9334_9379.csv | F:\UPOD\Cell_DLE\CSV_files_raw_nieuwe_structuur\2016\sap3_92\m02 | F:\UPOD\Cell_DLE\CSV_files_raw_nieuwe_structuur\2016\sap3_92\m02\42192az_dlext_20160206_9334_9379.csv | 46
v5 | Full | 3 | 42192az_dlext_20160207_9380_9404.csv | F:\UPOD\Cell_DLE\CSV_files_raw_nieuwe_structuur\2016\sap3_92\m02 | F:\UPOD\Cell_DLE\CSV_files_raw_nieuwe_structuur\2016\sap3_92\m02\42192az_dlext_20160207_9380_9404.csv | 25
v5 | Full | 3 | 42192az_dlext_20160208_9405_9595.csv | F:\UPOD\Cell_DLE\CSV_files_raw_nieuwe_structuur\2016\sap3_92\m02 | F:\UPOD\Cell_DLE\CSV_files_raw_nieuwe_structuur\2016\sap3_92\m02\42192az_dlext_20160208_9405_9595.csv | 191
v5 | Full | 3 | 42192az_dlext_20160209_9596_9696.csv | F:\UPOD\Cell_DLE\CSV_files_raw_nieuwe_structuur\2016\sap3_92\m02 | F:\UPOD\Cell_DLE\CSV_files_raw_nieuwe_structuur\2016\sap3_92\m02\42192az_dlext_20160209_9596_9696.csv | 101
v5 | Full | 3 | 42192az_dlext_20160210_9697_9894.csv | F:\UPOD\Cell_DLE\CSV_files_raw_nieuwe_structuur\2016\sap3_92\m02 | F:\UPOD\Cell_DLE\CSV_files_raw_nieuwe_structuur\2016\sap3_92\m02\42192az_dlext_20160210_9697_9894.csv | 198
v5 | Full | 3 | 42192az_dlext_20160211_9895_0045.csv | F:\UPOD\Cell_DLE\CSV_files_raw_nieuwe_structuur\2016\sap3_92\m02 | F:\UPOD\Cell_DLE\CSV_files_raw_nieuwe_structuur\2016\sap3_92\m02\42192az_dlext_20160211_9895_0045.csv | 151
v5 | Full | 3 | 42192az_dlext_20160212_0046_0161.csv | F:\UPOD\Cell_DLE\CSV_files_raw_nieuwe_structuur\2016\sap3_92\m02 | F:\UPOD\Cell_DLE\CSV_files_raw_nieuwe_structuur\2016\sap3_92\m02\42192az_dlext_20160212_0046_0161.csv | 116
v5 | Full | 3 | 42192az_dlext_20160213_0162_0220.csv | F:\UPOD\Cell_DLE\CSV_files_raw_nieuwe_structuur\2016\sap3_92\m02 | F:\UPOD\Cell_DLE\CSV_files_raw_nieuwe_structuur\2016\sap3_92\m02\42192az_dlext_20160213_0162_0220.csv | 59
v5 | Full | 3 | 42192az_dlext_20160214_0221_0276.csv | F:\UPOD\Cell_DLE\CSV_files_raw_nieuwe_structuur\2016\sap3_92\m02 | F:\UPOD\Cell_DLE\CSV_files_raw_nieuwe_structuur\2016\sap3_92\m02\42192az_dlext_20160214_0221_0276.csv | 56
v5 | Full | 3 | 42192az_dlext_20160215_0277_0467.csv | F:\UPOD\Cell_DLE\CSV_files_raw_nieuwe_structuur\2016\sap3_92\m02 | F:\UPOD\Cell_DLE\CSV_files_raw_nieuwe_structuur\2016\sap3_92\m02\42192az_dlext_20160215_0277_0467.csv | 191
v5 | Full | 3 | 42192az_dlext_20160216_0468_0608.csv | F:\UPOD\Cell_DLE\CSV_files_raw_nieuwe_structuur\2016\sap3_92\m02 | F:\UPOD\Cell_DLE\CSV_files_raw_nieuwe_structuur\2016\sap3_92\m02\42192az_dlext_20160216_0468_0608.csv | 141
v5 | Full | 3 | 42192az_dlext_20160217_0609_0739.csv | F:\UPOD\Cell_DLE\CSV_files_raw_nieuwe_structuur\2016\sap3_92\m02 | F:\UPOD\Cell_DLE\CSV_files_raw_nieuwe_structuur\2016\sap3_92\m02\42192az_dlext_20160217_0609_0739.csv | 131
v5 | Full | 3 | 42192az_dlext_20160218_0740_0948.csv | F:\UPOD\Cell_DLE\CSV_files_raw_nieuwe_structuur\2016\sap3_92\m02 | F:\UPOD\Cell_DLE\CSV_files_raw_nieuwe_structuur\2016\sap3_92\m02\42192az_dlext_20160218_0740_0948.csv | 209
v5 | Full | 3 | 42192az_dlext_20160219_0949_1038.csv | F:\UPOD\Cell_DLE\CSV_files_raw_nieuwe_structuur\2016\sap3_92\m02 | F:\UPOD\Cell_DLE\CSV_files_raw_nieuwe_structuur\2016\sap3_92\m02\42192az_dlext_20160219_0949_1038.csv | 90
v5 | Full | 3 | 42192az_dlext_20160220_1039_1080.csv | F:\UPOD\Cell_DLE\CSV_files_raw_nieuwe_structuur\2016\sap3_92\m02 | F:\UPOD\Cell_DLE\CSV_files_raw_nieuwe_structuur\2016\sap3_92\m02\42192az_dlext_20160220_1039_1080.csv | 42
v5 | Full | 3 | 42192az_dlext_20160221_1081_1137.csv | F:\UPOD\Cell_DLE\CSV_files_raw_nieuwe_structuur\2016\sap3_92\m02 | F:\UPOD\Cell_DLE\CSV_files_raw_nieuwe_structuur\2016\sap3_92\m02\42192az_dlext_20160221_1081_1137.csv | 57
v5 | Full | 3 | 42192az_dlext_20160222_1138_1372.csv | F:\UPOD\Cell_DLE\CSV_files_raw_nieuwe_structuur\2016\sap3_92\m02 | F:\UPOD\Cell_DLE\CSV_files_raw_nieuwe_structuur\2016\sap3_92\m02\42192az_dlext_20160222_1138_1372.csv | 235
v5 | Full | 3 | 42192az_dlext_20160223_1373_1507.csv | F:\UPOD\Cell_DLE\CSV_files_raw_nieuwe_structuur\2016\sap3_92\m02 | F:\UPOD\Cell_DLE\CSV_files_raw_nieuwe_structuur\2016\sap3_92\m02\42192az_dlext_20160223_1373_1507.csv | 135
v5 | Full | 3 | 42192az_dlext_20160224_1508_1647.csv | F:\UPOD\Cell_DLE\CSV_files_raw_nieuwe_structuur\2016\sap3_92\m02 | F:\UPOD\Cell_DLE\CSV_files_raw_nieuwe_structuur\2016\sap3_92\m02\42192az_dlext_20160224_1508_1647.csv | 140
v5 | Full | 3 | 42192az_dlext_20160225_1648_1762.csv | F:\UPOD\Cell_DLE\CSV_files_raw_nieuwe_structuur\2016\sap3_92\m02 | F:\UPOD\Cell_DLE\CSV_files_raw_nieuwe_structuur\2016\sap3_92\m02\42192az_dlext_20160225_1648_1762.csv | 115
v5 | Full | 3 | 42192az_dlext_20160226_1763_2023.csv | F:\UPOD\Cell_DLE\CSV_files_raw_nieuwe_structuur\2016\sap3_92\m02 | F:\UPOD\Cell_DLE\CSV_files_raw_nieuwe_structuur\2016\sap3_92\m02\42192az_dlext_20160226_1763_2023.csv | 261
v5 | Full | 3 | 42192az_dlext_20160227_2024_2084.csv | F:\UPOD\Cell_DLE\CSV_files_raw_nieuwe_structuur\2016\sap3_92\m02 | F:\UPOD\Cell_DLE\CSV_files_raw_nieuwe_structuur\2016\sap3_92\m02\42192az_dlext_20160227_2024_2084.csv | 61
v5 | Full | 3 | 42192az_dlext_20160228_2085_2148.csv | F:\UPOD\Cell_DLE\CSV_files_raw_nieuwe_structuur\2016\sap3_92\m02 | F:\UPOD\Cell_DLE\CSV_files_raw_nieuwe_structuur\2016\sap3_92\m02\42192az_dlext_20160228_2085_2148.csv | 64
v5 | Full | 3 | 42192az_dlext_20160229_2149_2337.csv | F:\UPOD\Cell_DLE\CSV_files_raw_nieuwe_structuur\2016\sap3_92\m02 | F:\UPOD\Cell_DLE\CSV_files_raw_nieuwe_structuur\2016\sap3_92\m02\42192az_dlext_20160229_2149_2337.csv | 189
v5 | Full | 3 | 42192az_dlext_20160301_2338_2484.csv | F:\UPOD\Cell_DLE\CSV_files_raw_nieuwe_structuur\2016\sap3_92\m03 | F:\UPOD\Cell_DLE\CSV_files_raw_nieuwe_structuur\2016\sap3_92\m03\42192az_dlext_20160301_2338_2484.csv | 147
v5 | Full | 3 | 42192az_dlext_20160302_2485_2639.csv | F:\UPOD\Cell_DLE\CSV_files_raw_nieuwe_structuur\2016\sap3_92\m03 | F:\UPOD\Cell_DLE\CSV_files_raw_nieuwe_structuur\2016\sap3_92\m03\42192az_dlext_20160302_2485_2639.csv | 155
v5 | Full | 3 | 42192az_dlext_20160303_2640_2846.csv | F:\UPOD\Cell_DLE\CSV_files_raw_nieuwe_structuur\2016\sap3_92\m03 | F:\UPOD\Cell_DLE\CSV_files_raw_nieuwe_structuur\2016\sap3_92\m03\42192az_dlext_20160303_2640_2846.csv | 207
v5 | Full | 3 | 42192az_dlext_20160304_2847_3012.csv | F:\UPOD\Cell_DLE\CSV_files_raw_nieuwe_structuur\2016\sap3_92\m03 | F:\UPOD\Cell_DLE\CSV_files_raw_nieuwe_structuur\2016\sap3_92\m03\42192az_dlext_20160304_2847_3012.csv | 166
v5 | Full | 3 | 42192az_dlext_20160305_3013_3070.csv | F:\UPOD\Cell_DLE\CSV_files_raw_nieuwe_structuur\2016\sap3_92\m03 | F:\UPOD\Cell_DLE\CSV_files_raw_nieuwe_structuur\2016\sap3_92\m03\42192az_dlext_20160305_3013_3070.csv | 58
v5 | Full | 3 | 42192az_dlext_20160306_3071_3125.csv | F:\UPOD\Cell_DLE\CSV_files_raw_nieuwe_structuur\2016\sap3_92\m03 | F:\UPOD\Cell_DLE\CSV_files_raw_nieuwe_structuur\2016\sap3_92\m03\42192az_dlext_20160306_3071_3125.csv | 55
v5 | Full | 3 | 42192az_dlext_20160307_3126_3275.csv | F:\UPOD\Cell_DLE\CSV_files_raw_nieuwe_structuur\2016\sap3_92\m03 | F:\UPOD\Cell_DLE\CSV_files_raw_nieuwe_structuur\2016\sap3_92\m03\42192az_dlext_20160307_3126_3275.csv | 150
v5 | Full | 3 | 42192az_dlext_20160308_3276_3466.csv | F:\UPOD\Cell_DLE\CSV_files_raw_nieuwe_structuur\2016\sap3_92\m03 | F:\UPOD\Cell_DLE\CSV_files_raw_nieuwe_structuur\2016\sap3_92\m03\42192az_dlext_20160308_3276_3466.csv | 191
v5 | Full | 3 | 42192az_dlext_20160309_3467_3613.csv | F:\UPOD\Cell_DLE\CSV_files_raw_nieuwe_structuur\2016\sap3_92\m03 | F:\UPOD\Cell_DLE\CSV_files_raw_nieuwe_structuur\2016\sap3_92\m03\42192az_dlext_20160309_3467_3613.csv | 147
v5 | Full | 3 | 42192az_dlext_20160310_3614_3804.csv | F:\UPOD\Cell_DLE\CSV_files_raw_nieuwe_structuur\2016\sap3_92\m03 | F:\UPOD\Cell_DLE\CSV_files_raw_nieuwe_structuur\2016\sap3_92\m03\42192az_dlext_20160310_3614_3804.csv | 191
v5 | Full | 3 | 42192az_dlext_20160311_3805_3986.csv | F:\UPOD\Cell_DLE\CSV_files_raw_nieuwe_structuur\2016\sap3_92\m03 | F:\UPOD\Cell_DLE\CSV_files_raw_nieuwe_structuur\2016\sap3_92\m03\42192az_dlext_20160311_3805_3986.csv | 182
v5 | Full | 3 | 42192az_dlext_20160312_3987_4038.csv | F:\UPOD\Cell_DLE\CSV_files_raw_nieuwe_structuur\2016\sap3_92\m03 | F:\UPOD\Cell_DLE\CSV_files_raw_nieuwe_structuur\2016\sap3_92\m03\42192az_dlext_20160312_3987_4038.csv | 52
v5 | Full | 3 | 42192az_dlext_20160313_4039_4092.csv | F:\UPOD\Cell_DLE\CSV_files_raw_nieuwe_structuur\2016\sap3_92\m03 | F:\UPOD\Cell_DLE\CSV_files_raw_nieuwe_structuur\2016\sap3_92\m03\42192az_dlext_20160313_4039_4092.csv | 54
v5 | Full | 3 | 42192az_dlext_20160314_4093_4180.csv | F:\UPOD\Cell_DLE\CSV_files_raw_nieuwe_structuur\2016\sap3_92\m03 | F:\UPOD\Cell_DLE\CSV_files_raw_nieuwe_structuur\2016\sap3_92\m03\42192az_dlext_20160314_4093_4180.csv | 88
v5 | Full | 3 | 42192az_dlext_20160315_4181_4305.csv | F:\UPOD\Cell_DLE\CSV_files_raw_nieuwe_structuur\2016\sap3_92\m03 | F:\UPOD\Cell_DLE\CSV_files_raw_nieuwe_structuur\2016\sap3_92\m03\42192az_dlext_20160315_4181_4305.csv | 125
v5 | Full | 3 | 42192az_dlext_20160316_4306_4498.csv | F:\UPOD\Cell_DLE\CSV_files_raw_nieuwe_structuur\2016\sap3_92\m03 | F:\UPOD\Cell_DLE\CSV_files_raw_nieuwe_structuur\2016\sap3_92\m03\42192az_dlext_20160316_4306_4498.csv | 193
v5 | Full | 3 | 42192az_dlext_20160317_4499_4619.csv | F:\UPOD\Cell_DLE\CSV_files_raw_nieuwe_structuur\2016\sap3_92\m03 | F:\UPOD\Cell_DLE\CSV_files_raw_nieuwe_structuur\2016\sap3_92\m03\42192az_dlext_20160317_4499_4619.csv | 121
v5 | Full | 3 | 42192az_dlext_20160318_4620_4749.csv | F:\UPOD\Cell_DLE\CSV_files_raw_nieuwe_structuur\2016\sap3_92\m03 | F:\UPOD\Cell_DLE\CSV_files_raw_nieuwe_structuur\2016\sap3_92\m03\42192az_dlext_20160318_4620_4749.csv | 130
v5 | Full | 3 | 42192az_dlext_20160319_4750_4811.csv | F:\UPOD\Cell_DLE\CSV_files_raw_nieuwe_structuur\2016\sap3_92\m03 | F:\UPOD\Cell_DLE\CSV_files_raw_nieuwe_structuur\2016\sap3_92\m03\42192az_dlext_20160319_4750_4811.csv | 62
v5 | Full | 3 | 42192az_dlext_20160320_4812_4886.csv | F:\UPOD\Cell_DLE\CSV_files_raw_nieuwe_structuur\2016\sap3_92\m03 | F:\UPOD\Cell_DLE\CSV_files_raw_nieuwe_structuur\2016\sap3_92\m03\42192az_dlext_20160320_4812_4886.csv | 75
v5 | Full | 3 | 42192az_dlext_20160321_4887_5030.csv | F:\UPOD\Cell_DLE\CSV_files_raw_nieuwe_structuur\2016\sap3_92\m03 | F:\UPOD\Cell_DLE\CSV_files_raw_nieuwe_structuur\2016\sap3_92\m03\42192az_dlext_20160321_4887_5030.csv | 144
v5 | Full | 3 | 42192az_dlext_20160322_5031_5236.csv | F:\UPOD\Cell_DLE\CSV_files_raw_nieuwe_structuur\2016\sap3_92\m03 | F:\UPOD\Cell_DLE\CSV_files_raw_nieuwe_structuur\2016\sap3_92\m03\42192az_dlext_20160322_5031_5236.csv | 206
v5 | Full | 3 | 42192az_dlext_20160323_5237_5400.csv | F:\UPOD\Cell_DLE\CSV_files_raw_nieuwe_structuur\2016\sap3_92\m03 | F:\UPOD\Cell_DLE\CSV_files_raw_nieuwe_structuur\2016\sap3_92\m03\42192az_dlext_20160323_5237_5400.csv | 164
v5 | Full | 3 | 42192az_dlext_20160324_5401_5625.csv | F:\UPOD\Cell_DLE\CSV_files_raw_nieuwe_structuur\2016\sap3_92\m03 | F:\UPOD\Cell_DLE\CSV_files_raw_nieuwe_structuur\2016\sap3_92\m03\42192az_dlext_20160324_5401_5625.csv | 225
v5 | Full | 3 | 42192az_dlext_20160325_5626_5712.csv | F:\UPOD\Cell_DLE\CSV_files_raw_nieuwe_structuur\2016\sap3_92\m03 | F:\UPOD\Cell_DLE\CSV_files_raw_nieuwe_structuur\2016\sap3_92\m03\42192az_dlext_20160325_5626_5712.csv | 87
v5 | Full | 3 | 42192az_dlext_20160326_5713_5755.csv | F:\UPOD\Cell_DLE\CSV_files_raw_nieuwe_structuur\2016\sap3_92\m03 | F:\UPOD\Cell_DLE\CSV_files_raw_nieuwe_structuur\2016\sap3_92\m03\42192az_dlext_20160326_5713_5755.csv | 43
v5 | Full | 3 | 42192az_dlext_20160327_5756_5811.csv | F:\UPOD\Cell_DLE\CSV_files_raw_nieuwe_structuur\2016\sap3_92\m03 | F:\UPOD\Cell_DLE\CSV_files_raw_nieuwe_structuur\2016\sap3_92\m03\42192az_dlext_20160327_5756_5811.csv | 56
v5 | Full | 3 | 42192az_dlext_20160328_5812_5893.csv | F:\UPOD\Cell_DLE\CSV_files_raw_nieuwe_structuur\2016\sap3_92\m03 | F:\UPOD\Cell_DLE\CSV_files_raw_nieuwe_structuur\2016\sap3_92\m03\42192az_dlext_20160328_5812_5893.csv | 82
v5 | Full | 3 | 42192az_dlext_20160329_5894_6048.csv | F:\UPOD\Cell_DLE\CSV_files_raw_nieuwe_structuur\2016\sap3_92\m03 | F:\UPOD\Cell_DLE\CSV_files_raw_nieuwe_structuur\2016\sap3_92\m03\42192az_dlext_20160329_5894_6048.csv | 155
v5 | Full | 3 | 42192az_dlext_20160330_6049_6168.csv | F:\UPOD\Cell_DLE\CSV_files_raw_nieuwe_structuur\2016\sap3_92\m03 | F:\UPOD\Cell_DLE\CSV_files_raw_nieuwe_structuur\2016\sap3_92\m03\42192az_dlext_20160330_6049_6168.csv | 120
v5 | Full | 3 | 42192az_dlext_20160331_6169_6323.csv | F:\UPOD\Cell_DLE\CSV_files_raw_nieuwe_structuur\2016\sap3_92\m03 | F:\UPOD\Cell_DLE\CSV_files_raw_nieuwe_structuur\2016\sap3_92\m03\42192az_dlext_20160331_6169_6323.csv | 155
v5 | Full | 3 | 42192az_dlext_20160401_6324_6437.csv | F:\UPOD\Cell_DLE\CSV_files_raw_nieuwe_structuur\2016\sap3_92\m04 | F:\UPOD\Cell_DLE\CSV_files_raw_nieuwe_structuur\2016\sap3_92\m04\42192az_dlext_20160401_6324_6437.csv | 114
v5 | Full | 3 | 42192az_dlext_20160402_6438_6488.csv | F:\UPOD\Cell_DLE\CSV_files_raw_nieuwe_structuur\2016\sap3_92\m04 | F:\UPOD\Cell_DLE\CSV_files_raw_nieuwe_structuur\2016\sap3_92\m04\42192az_dlext_20160402_6438_6488.csv | 51
v5 | Full | 3 | 42192az_dlext_20160403_6489_6538.csv | F:\UPOD\Cell_DLE\CSV_files_raw_nieuwe_structuur\2016\sap3_92\m04 | F:\UPOD\Cell_DLE\CSV_files_raw_nieuwe_structuur\2016\sap3_92\m04\42192az_dlext_20160403_6489_6538.csv | 50
v5 | Full | 3 | 42192az_dlext_20160404_6539_6715.csv | F:\UPOD\Cell_DLE\CSV_files_raw_nieuwe_structuur\2016\sap3_92\m04 | F:\UPOD\Cell_DLE\CSV_files_raw_nieuwe_structuur\2016\sap3_92\m04\42192az_dlext_20160404_6539_6715.csv | 177
v5 | Full | 3 | 42192az_dlext_20160405_6716_6851.csv | F:\UPOD\Cell_DLE\CSV_files_raw_nieuwe_structuur\2016\sap3_92\m04 | F:\UPOD\Cell_DLE\CSV_files_raw_nieuwe_structuur\2016\sap3_92\m04\42192az_dlext_20160405_6716_6851.csv | 136
v5 | Full | 3 | 42192az_dlext_20160406_6852_7019.csv | F:\UPOD\Cell_DLE\CSV_files_raw_nieuwe_structuur\2016\sap3_92\m04 | F:\UPOD\Cell_DLE\CSV_files_raw_nieuwe_structuur\2016\sap3_92\m04\42192az_dlext_20160406_6852_7019.csv | 168
v5 | Full | 3 | 42192az_dlext_20160407_7020_7198.csv | F:\UPOD\Cell_DLE\CSV_files_raw_nieuwe_structuur\2016\sap3_92\m04 | F:\UPOD\Cell_DLE\CSV_files_raw_nieuwe_structuur\2016\sap3_92\m04\42192az_dlext_20160407_7020_7198.csv | 179
v5 | Full | 3 | 42192az_dlext_20160408_7199_7369.csv | F:\UPOD\Cell_DLE\CSV_files_raw_nieuwe_structuur\2016\sap3_92\m04 | F:\UPOD\Cell_DLE\CSV_files_raw_nieuwe_structuur\2016\sap3_92\m04\42192az_dlext_20160408_7199_7369.csv | 171
v5 | Full | 3 | 42192az_dlext_20160409_7370_7459.csv | F:\UPOD\Cell_DLE\CSV_files_raw_nieuwe_structuur\2016\sap3_92\m04 | F:\UPOD\Cell_DLE\CSV_files_raw_nieuwe_structuur\2016\sap3_92\m04\42192az_dlext_20160409_7370_7459.csv | 90
v5 | Full | 3 | 42192az_dlext_20160410_7460_7524.csv | F:\UPOD\Cell_DLE\CSV_files_raw_nieuwe_structuur\2016\sap3_92\m04 | F:\UPOD\Cell_DLE\CSV_files_raw_nieuwe_structuur\2016\sap3_92\m04\42192az_dlext_20160410_7460_7524.csv | 65
v5 | Full | 3 | 42192az_dlext_20160411_7525_7720.csv | F:\UPOD\Cell_DLE\CSV_files_raw_nieuwe_structuur\2016\sap3_92\m04 | F:\UPOD\Cell_DLE\CSV_files_raw_nieuwe_structuur\2016\sap3_92\m04\42192az_dlext_20160411_7525_7720.csv | 196
v5 | Full | 3 | 42192az_dlext_20160412_7721_7912.csv | F:\UPOD\Cell_DLE\CSV_files_raw_nieuwe_structuur\2016\sap3_92\m04 | F:\UPOD\Cell_DLE\CSV_files_raw_nieuwe_structuur\2016\sap3_92\m04\42192az_dlext_20160412_7721_7912.csv | 191
v5 | Full | 3 | 42192az_dlext_20160413_7913_8071.csv | F:\UPOD\Cell_DLE\CSV_files_raw_nieuwe_structuur\2016\sap3_92\m04 | F:\UPOD\Cell_DLE\CSV_files_raw_nieuwe_structuur\2016\sap3_92\m04\42192az_dlext_20160413_7913_8071.csv | 159
v5 | Full | 3 | 42192az_dlext_20160414_8072_8248.csv | F:\UPOD\Cell_DLE\CSV_files_raw_nieuwe_structuur\2016\sap3_92\m04 | F:\UPOD\Cell_DLE\CSV_files_raw_nieuwe_structuur\2016\sap3_92\m04\42192az_dlext_20160414_8072_8248.csv | 177
v5 | Full | 3 | 42192az_dlext_20160415_8249_8422.csv | F:\UPOD\Cell_DLE\CSV_files_raw_nieuwe_structuur\2016\sap3_92\m04 | F:\UPOD\Cell_DLE\CSV_files_raw_nieuwe_structuur\2016\sap3_92\m04\42192az_dlext_20160415_8249_8422.csv | 174
v5 | Full | 3 | 42192az_dlext_20160416_8423_8466.csv | F:\UPOD\Cell_DLE\CSV_files_raw_nieuwe_structuur\2016\sap3_92\m04 | F:\UPOD\Cell_DLE\CSV_files_raw_nieuwe_structuur\2016\sap3_92\m04\42192az_dlext_20160416_8423_8466.csv | 44
v5 | Full | 3 | 42192az_dlext_20160417_8467_8519.csv | F:\UPOD\Cell_DLE\CSV_files_raw_nieuwe_structuur\2016\sap3_92\m04 | F:\UPOD\Cell_DLE\CSV_files_raw_nieuwe_structuur\2016\sap3_92\m04\42192az_dlext_20160417_8467_8519.csv | 53
v5 | Full | 3 | 42192az_dlext_20160418_8520_8713.csv | F:\UPOD\Cell_DLE\CSV_files_raw_nieuwe_structuur\2016\sap3_92\m04 | F:\UPOD\Cell_DLE\CSV_files_raw_nieuwe_structuur\2016\sap3_92\m04\42192az_dlext_20160418_8520_8713.csv | 194
v5 | Full | 3 | 42192az_dlext_20160419_8714_8905.csv | F:\UPOD\Cell_DLE\CSV_files_raw_nieuwe_structuur\2016\sap3_92\m04 | F:\UPOD\Cell_DLE\CSV_files_raw_nieuwe_structuur\2016\sap3_92\m04\42192az_dlext_20160419_8714_8905.csv | 192
v5 | Full | 3 | 42192az_dlext_20160420_8906_9077.csv | F:\UPOD\Cell_DLE\CSV_files_raw_nieuwe_structuur\2016\sap3_92\m04 | F:\UPOD\Cell_DLE\CSV_files_raw_nieuwe_structuur\2016\sap3_92\m04\42192az_dlext_20160420_8906_9077.csv | 172
v5 | Full | 3 | 42192az_dlext_20160421_9078_9274.csv | F:\UPOD\Cell_DLE\CSV_files_raw_nieuwe_structuur\2016\sap3_92\m04 | F:\UPOD\Cell_DLE\CSV_files_raw_nieuwe_structuur\2016\sap3_92\m04\42192az_dlext_20160421_9078_9274.csv | 197
v5 | Full | 3 | 42192az_dlext_20160422_9275_9374.csv | F:\UPOD\Cell_DLE\CSV_files_raw_nieuwe_structuur\2016\sap3_92\m04 | F:\UPOD\Cell_DLE\CSV_files_raw_nieuwe_structuur\2016\sap3_92\m04\42192az_dlext_20160422_9275_9374.csv | 100
v5 | Full | 3 | 42192az_dlext_20160423_9375_9449.csv | F:\UPOD\Cell_DLE\CSV_files_raw_nieuwe_structuur\2016\sap3_92\m04 | F:\UPOD\Cell_DLE\CSV_files_raw_nieuwe_structuur\2016\sap3_92\m04\42192az_dlext_20160423_9375_9449.csv | 75
v5 | Full | 3 | 42192az_dlext_20160424_9450_9535.csv | F:\UPOD\Cell_DLE\CSV_files_raw_nieuwe_structuur\2016\sap3_92\m04 | F:\UPOD\Cell_DLE\CSV_files_raw_nieuwe_structuur\2016\sap3_92\m04\42192az_dlext_20160424_9450_9535.csv | 86
v5 | Full | 3 | 42192az_dlext_20160425_9536_9765.csv | F:\UPOD\Cell_DLE\CSV_files_raw_nieuwe_structuur\2016\sap3_92\m04 | F:\UPOD\Cell_DLE\CSV_files_raw_nieuwe_structuur\2016\sap3_92\m04\42192az_dlext_20160425_9536_9765.csv | 230
v5 | Full | 3 | 42192az_dlext_20160426_9766_9883.csv | F:\UPOD\Cell_DLE\CSV_files_raw_nieuwe_structuur\2016\sap3_92\m04 | F:\UPOD\Cell_DLE\CSV_files_raw_nieuwe_structuur\2016\sap3_92\m04\42192az_dlext_20160426_9766_9883.csv | 118
v5 | Full | 3 | 42192az_dlext_20160427_9884_9977.csv | F:\UPOD\Cell_DLE\CSV_files_raw_nieuwe_structuur\2016\sap3_92\m04 | F:\UPOD\Cell_DLE\CSV_files_raw_nieuwe_structuur\2016\sap3_92\m04\42192az_dlext_20160427_9884_9977.csv | 94
v5 | Full | 3 | 42192az_dlext_20160428_9978_0209.csv | F:\UPOD\Cell_DLE\CSV_files_raw_nieuwe_structuur\2016\sap3_92\m04 | F:\UPOD\Cell_DLE\CSV_files_raw_nieuwe_structuur\2016\sap3_92\m04\42192az_dlext_20160428_9978_0209.csv | 232
v5 | Full | 3 | 42192az_dlext_20160429_0210_0397.csv | F:\UPOD\Cell_DLE\CSV_files_raw_nieuwe_structuur\2016\sap3_92\m04 | F:\UPOD\Cell_DLE\CSV_files_raw_nieuwe_structuur\2016\sap3_92\m04\42192az_dlext_20160429_0210_0397.csv | 188
v5 | Full | 3 | 42192az_dlext_20160430_0398_0424.csv | F:\UPOD\Cell_DLE\CSV_files_raw_nieuwe_structuur\2016\sap3_92\m04 | F:\UPOD\Cell_DLE\CSV_files_raw_nieuwe_structuur\2016\sap3_92\m04\42192az_dlext_20160430_0398_0424.csv | 27
v5 | Full | 3 | 42192az_dlext_20160501_0425_0462.csv | F:\UPOD\Cell_DLE\CSV_files_raw_nieuwe_structuur\2016\sap3_92\m05 | F:\UPOD\Cell_DLE\CSV_files_raw_nieuwe_structuur\2016\sap3_92\m05\42192az_dlext_20160501_0425_0462.csv | 38
v5 | Full | 3 | 42192az_dlext_20160502_0463_0605.csv | F:\UPOD\Cell_DLE\CSV_files_raw_nieuwe_structuur\2016\sap3_92\m05 | F:\UPOD\Cell_DLE\CSV_files_raw_nieuwe_structuur\2016\sap3_92\m05\42192az_dlext_20160502_0463_0605.csv | 143
v5 | Full | 3 | 42192az_dlext_20160503_0606_0834.csv | F:\UPOD\Cell_DLE\CSV_files_raw_nieuwe_structuur\2016\sap3_92\m05 | F:\UPOD\Cell_DLE\CSV_files_raw_nieuwe_structuur\2016\sap3_92\m05\42192az_dlext_20160503_0606_0834.csv | 229
v5 | Full | 3 | 42192az_dlext_20160504_0835_0963.csv | F:\UPOD\Cell_DLE\CSV_files_raw_nieuwe_structuur\2016\sap3_92\m05 | F:\UPOD\Cell_DLE\CSV_files_raw_nieuwe_structuur\2016\sap3_92\m05\42192az_dlext_20160504_0835_0963.csv | 129
v5 | Full | 3 | 42192az_dlext_20160505_0964_1045.csv | F:\UPOD\Cell_DLE\CSV_files_raw_nieuwe_structuur\2016\sap3_92\m05 | F:\UPOD\Cell_DLE\CSV_files_raw_nieuwe_structuur\2016\sap3_92\m05\42192az_dlext_20160505_0964_1045.csv | 82
v5 | Full | 3 | 42192az_dlext_20160506_1046_1109.csv | F:\UPOD\Cell_DLE\CSV_files_raw_nieuwe_structuur\2016\sap3_92\m05 | F:\UPOD\Cell_DLE\CSV_files_raw_nieuwe_structuur\2016\sap3_92\m05\42192az_dlext_20160506_1046_1109.csv | 64
v5 | Full | 3 | 42192az_dlext_20160507_1110_1156.csv | F:\UPOD\Cell_DLE\CSV_files_raw_nieuwe_structuur\2016\sap3_92\m05 | F:\UPOD\Cell_DLE\CSV_files_raw_nieuwe_structuur\2016\sap3_92\m05\42192az_dlext_20160507_1110_1156.csv | 47
v5 | Full | 3 | 42192az_dlext_20160508_1157_1213.csv | F:\UPOD\Cell_DLE\CSV_files_raw_nieuwe_structuur\2016\sap3_92\m05 | F:\UPOD\Cell_DLE\CSV_files_raw_nieuwe_structuur\2016\sap3_92\m05\42192az_dlext_20160508_1157_1213.csv | 57
v5 | Full | 3 | 42192az_dlext_20160509_1214_1363.csv | F:\UPOD\Cell_DLE\CSV_files_raw_nieuwe_structuur\2016\sap3_92\m05 | F:\UPOD\Cell_DLE\CSV_files_raw_nieuwe_structuur\2016\sap3_92\m05\42192az_dlext_20160509_1214_1363.csv | 150
v5 | Full | 3 | 42192az_dlext_20160510_1364_1531.csv | F:\UPOD\Cell_DLE\CSV_files_raw_nieuwe_structuur\2016\sap3_92\m05 | F:\UPOD\Cell_DLE\CSV_files_raw_nieuwe_structuur\2016\sap3_92\m05\42192az_dlext_20160510_1364_1531.csv | 168
v5 | Full | 3 | 42192az_dlext_20160511_1532_1701.csv | F:\UPOD\Cell_DLE\CSV_files_raw_nieuwe_structuur\2016\sap3_92\m05 | F:\UPOD\Cell_DLE\CSV_files_raw_nieuwe_structuur\2016\sap3_92\m05\42192az_dlext_20160511_1532_1701.csv | 170
v5 | Full | 3 | 42192az_dlext_20160512_1702_1900.csv | F:\UPOD\Cell_DLE\CSV_files_raw_nieuwe_structuur\2016\sap3_92\m05 | F:\UPOD\Cell_DLE\CSV_files_raw_nieuwe_structuur\2016\sap3_92\m05\42192az_dlext_20160512_1702_1900.csv | 199
v5 | Full | 3 | 42192az_dlext_20160513_1901_2062.csv | F:\UPOD\Cell_DLE\CSV_files_raw_nieuwe_structuur\2016\sap3_92\m05 | F:\UPOD\Cell_DLE\CSV_files_raw_nieuwe_structuur\2016\sap3_92\m05\42192az_dlext_20160513_1901_2062.csv | 162
v5 | Full | 3 | 42192az_dlext_20160514_2063_2128.csv | F:\UPOD\Cell_DLE\CSV_files_raw_nieuwe_structuur\2016\sap3_92\m05 | F:\UPOD\Cell_DLE\CSV_files_raw_nieuwe_structuur\2016\sap3_92\m05\42192az_dlext_20160514_2063_2128.csv | 66
v5 | Full | 3 | 42192az_dlext_20160515_2129_2197.csv | F:\UPOD\Cell_DLE\CSV_files_raw_nieuwe_structuur\2016\sap3_92\m05 | F:\UPOD\Cell_DLE\CSV_files_raw_nieuwe_structuur\2016\sap3_92\m05\42192az_dlext_20160515_2129_2197.csv | 69
v5 | Full | 3 | 42192az_dlext_20160516_2198_2270.csv | F:\UPOD\Cell_DLE\CSV_files_raw_nieuwe_structuur\2016\sap3_92\m05 | F:\UPOD\Cell_DLE\CSV_files_raw_nieuwe_structuur\2016\sap3_92\m05\42192az_dlext_20160516_2198_2270.csv | 73
v5 | Full | 3 | 42192az_dlext_20160517_2271_2512.csv | F:\UPOD\Cell_DLE\CSV_files_raw_nieuwe_structuur\2016\sap3_92\m05 | F:\UPOD\Cell_DLE\CSV_files_raw_nieuwe_structuur\2016\sap3_92\m05\42192az_dlext_20160517_2271_2512.csv | 242
v5 | Full | 3 | 42192az_dlext_20160518_2513_2652.csv | F:\UPOD\Cell_DLE\CSV_files_raw_nieuwe_structuur\2016\sap3_92\m05 | F:\UPOD\Cell_DLE\CSV_files_raw_nieuwe_structuur\2016\sap3_92\m05\42192az_dlext_20160518_2513_2652.csv | 140
v5 | Full | 3 | 42192az_dlext_20160519_2653_2871.csv | F:\UPOD\Cell_DLE\CSV_files_raw_nieuwe_structuur\2016\sap3_92\m05 | F:\UPOD\Cell_DLE\CSV_files_raw_nieuwe_structuur\2016\sap3_92\m05\42192az_dlext_20160519_2653_2871.csv | 219
v5 | Full | 3 | 42192az_dlext_20160520_2872_3028.csv | F:\UPOD\Cell_DLE\CSV_files_raw_nieuwe_structuur\2016\sap3_92\m05 | F:\UPOD\Cell_DLE\CSV_files_raw_nieuwe_structuur\2016\sap3_92\m05\42192az_dlext_20160520_2872_3028.csv | 157
v5 | Full | 3 | 42192az_dlext_20160521_3029_3088.csv | F:\UPOD\Cell_DLE\CSV_files_raw_nieuwe_structuur\2016\sap3_92\m05 | F:\UPOD\Cell_DLE\CSV_files_raw_nieuwe_structuur\2016\sap3_92\m05\42192az_dlext_20160521_3029_3088.csv | 60
v5 | Full | 3 | 42192az_dlext_20160522_3089_3136.csv | F:\UPOD\Cell_DLE\CSV_files_raw_nieuwe_structuur\2016\sap3_92\m05 | F:\UPOD\Cell_DLE\CSV_files_raw_nieuwe_structuur\2016\sap3_92\m05\42192az_dlext_20160522_3089_3136.csv | 48
v5 | Full | 3 | 42192az_dlext_20160523_3137_3329.csv | F:\UPOD\Cell_DLE\CSV_files_raw_nieuwe_structuur\2016\sap3_92\m05 | F:\UPOD\Cell_DLE\CSV_files_raw_nieuwe_structuur\2016\sap3_92\m05\42192az_dlext_20160523_3137_3329.csv | 193
v5 | Full | 3 | 42192az_dlext_20160524_3330_3411.csv | F:\UPOD\Cell_DLE\CSV_files_raw_nieuwe_structuur\2016\sap3_92\m05 | F:\UPOD\Cell_DLE\CSV_files_raw_nieuwe_structuur\2016\sap3_92\m05\42192az_dlext_20160524_3330_3411.csv | 82
v5 | Full | 3 | 42192az_dlext_20160525_3412_3545.csv | F:\UPOD\Cell_DLE\CSV_files_raw_nieuwe_structuur\2016\sap3_92\m05 | F:\UPOD\Cell_DLE\CSV_files_raw_nieuwe_structuur\2016\sap3_92\m05\42192az_dlext_20160525_3412_3545.csv | 134
v5 | Full | 3 | 42192az_dlext_20160526_3546_3756.csv | F:\UPOD\Cell_DLE\CSV_files_raw_nieuwe_structuur\2016\sap3_92\m05 | F:\UPOD\Cell_DLE\CSV_files_raw_nieuwe_structuur\2016\sap3_92\m05\42192az_dlext_20160526_3546_3756.csv | 211
v5 | Full | 3 | 42192az_dlext_20160527_3757_3892.csv | F:\UPOD\Cell_DLE\CSV_files_raw_nieuwe_structuur\2016\sap3_92\m05 | F:\UPOD\Cell_DLE\CSV_files_raw_nieuwe_structuur\2016\sap3_92\m05\42192az_dlext_20160527_3757_3892.csv | 136
v5 | Full | 3 | 42192az_dlext_20160528_3893_3960.csv | F:\UPOD\Cell_DLE\CSV_files_raw_nieuwe_structuur\2016\sap3_92\m05 | F:\UPOD\Cell_DLE\CSV_files_raw_nieuwe_structuur\2016\sap3_92\m05\42192az_dlext_20160528_3893_3960.csv | 68
v5 | Full | 3 | 42192az_dlext_20160530_3961_4180.csv | F:\UPOD\Cell_DLE\CSV_files_raw_nieuwe_structuur\2016\sap3_92\m05 | F:\UPOD\Cell_DLE\CSV_files_raw_nieuwe_structuur\2016\sap3_92\m05\42192az_dlext_20160530_3961_4180.csv | 220
v5 | Full | 3 | 42192az_dlext_20160531_4181_4302.csv | F:\UPOD\Cell_DLE\CSV_files_raw_nieuwe_structuur\2016\sap3_92\m05 | F:\UPOD\Cell_DLE\CSV_files_raw_nieuwe_structuur\2016\sap3_92\m05\42192az_dlext_20160531_4181_4302.csv | 122
v5 | Full | 3 | 42192az_dlext_20160601_4303_4432.csv | F:\UPOD\Cell_DLE\CSV_files_raw_nieuwe_structuur\2016\sap3_92\m06 | F:\UPOD\Cell_DLE\CSV_files_raw_nieuwe_structuur\2016\sap3_92\m06\42192az_dlext_20160601_4303_4432.csv | 130
v5 | Full | 3 | 42192az_dlext_20160602_4433_4635.csv | F:\UPOD\Cell_DLE\CSV_files_raw_nieuwe_structuur\2016\sap3_92\m06 | F:\UPOD\Cell_DLE\CSV_files_raw_nieuwe_structuur\2016\sap3_92\m06\42192az_dlext_20160602_4433_4635.csv | 203
v5 | Full | 3 | 42192az_dlext_20160603_4636_4731.csv | F:\UPOD\Cell_DLE\CSV_files_raw_nieuwe_structuur\2016\sap3_92\m06 | F:\UPOD\Cell_DLE\CSV_files_raw_nieuwe_structuur\2016\sap3_92\m06\42192az_dlext_20160603_4636_4731.csv | 96
v5 | Full | 3 | 42192az_dlext_20160604_4732_4778.csv | F:\UPOD\Cell_DLE\CSV_files_raw_nieuwe_structuur\2016\sap3_92\m06 | F:\UPOD\Cell_DLE\CSV_files_raw_nieuwe_structuur\2016\sap3_92\m06\42192az_dlext_20160604_4732_4778.csv | 47
v5 | Full | 3 | 42192az_dlext_20160605_4779_4847.csv | F:\UPOD\Cell_DLE\CSV_files_raw_nieuwe_structuur\2016\sap3_92\m06 | F:\UPOD\Cell_DLE\CSV_files_raw_nieuwe_structuur\2016\sap3_92\m06\42192az_dlext_20160605_4779_4847.csv | 69
v5 | Full | 3 | 42192az_dlext_20160606_4848_5020.csv | F:\UPOD\Cell_DLE\CSV_files_raw_nieuwe_structuur\2016\sap3_92\m06 | F:\UPOD\Cell_DLE\CSV_files_raw_nieuwe_structuur\2016\sap3_92\m06\42192az_dlext_20160606_4848_5020.csv | 173
v5 | Full | 3 | 42192az_dlext_20160607_5021_5171.csv | F:\UPOD\Cell_DLE\CSV_files_raw_nieuwe_structuur\2016\sap3_92\m06 | F:\UPOD\Cell_DLE\CSV_files_raw_nieuwe_structuur\2016\sap3_92\m06\42192az_dlext_20160607_5021_5171.csv | 151
v5 | Full | 3 | 42192az_dlext_20160608_5172_5315.csv | F:\UPOD\Cell_DLE\CSV_files_raw_nieuwe_structuur\2016\sap3_92\m06 | F:\UPOD\Cell_DLE\CSV_files_raw_nieuwe_structuur\2016\sap3_92\m06\42192az_dlext_20160608_5172_5315.csv | 144
v5 | Full | 3 | 42192az_dlext_20160609_5316_5495.csv | F:\UPOD\Cell_DLE\CSV_files_raw_nieuwe_structuur\2016\sap3_92\m06 | F:\UPOD\Cell_DLE\CSV_files_raw_nieuwe_structuur\2016\sap3_92\m06\42192az_dlext_20160609_5316_5495.csv | 180
v5 | Full | 3 | 42192az_dlext_20160610_5496_5690.csv | F:\UPOD\Cell_DLE\CSV_files_raw_nieuwe_structuur\2016\sap3_92\m06 | F:\UPOD\Cell_DLE\CSV_files_raw_nieuwe_structuur\2016\sap3_92\m06\42192az_dlext_20160610_5496_5690.csv | 195
v5 | Full | 3 | 42192az_dlext_20160611_5691_5772.csv | F:\UPOD\Cell_DLE\CSV_files_raw_nieuwe_structuur\2016\sap3_92\m06 | F:\UPOD\Cell_DLE\CSV_files_raw_nieuwe_structuur\2016\sap3_92\m06\42192az_dlext_20160611_5691_5772.csv | 82
v5 | Full | 3 | 42192az_dlext_20160612_5773_5815.csv | F:\UPOD\Cell_DLE\CSV_files_raw_nieuwe_structuur\2016\sap3_92\m06 | F:\UPOD\Cell_DLE\CSV_files_raw_nieuwe_structuur\2016\sap3_92\m06\42192az_dlext_20160612_5773_5815.csv | 43
v5 | Full | 3 | 42192az_dlext_20160613_5816_6000.csv | F:\UPOD\Cell_DLE\CSV_files_raw_nieuwe_structuur\2016\sap3_92\m06 | F:\UPOD\Cell_DLE\CSV_files_raw_nieuwe_structuur\2016\sap3_92\m06\42192az_dlext_20160613_5816_6000.csv | 185
v5 | Full | 3 | 42192az_dlext_20160614_6001_6244.csv | F:\UPOD\Cell_DLE\CSV_files_raw_nieuwe_structuur\2016\sap3_92\m06 | F:\UPOD\Cell_DLE\CSV_files_raw_nieuwe_structuur\2016\sap3_92\m06\42192az_dlext_20160614_6001_6244.csv | 244
v5 | Full | 3 | 42192az_dlext_20160615_6245_6460.csv | F:\UPOD\Cell_DLE\CSV_files_raw_nieuwe_structuur\2016\sap3_92\m06 | F:\UPOD\Cell_DLE\CSV_files_raw_nieuwe_structuur\2016\sap3_92\m06\42192az_dlext_20160615_6245_6460.csv | 216
v5 | Full | 3 | 42192az_dlext_20160616_6461_6655.csv | F:\UPOD\Cell_DLE\CSV_files_raw_nieuwe_structuur\2016\sap3_92\m06 | F:\UPOD\Cell_DLE\CSV_files_raw_nieuwe_structuur\2016\sap3_92\m06\42192az_dlext_20160616_6461_6655.csv | 195
v5 | Full | 3 | 42192az_dlext_20160617_6656_6808.csv | F:\UPOD\Cell_DLE\CSV_files_raw_nieuwe_structuur\2016\sap3_92\m06 | F:\UPOD\Cell_DLE\CSV_files_raw_nieuwe_structuur\2016\sap3_92\m06\42192az_dlext_20160617_6656_6808.csv | 153
v5 | Full | 3 | 42192az_dlext_20160618_6809_6848.csv | F:\UPOD\Cell_DLE\CSV_files_raw_nieuwe_structuur\2016\sap3_92\m06 | F:\UPOD\Cell_DLE\CSV_files_raw_nieuwe_structuur\2016\sap3_92\m06\42192az_dlext_20160618_6809_6848.csv | 40
v5 | Full | 3 | 42192az_dlext_20160619_6849_6920.csv | F:\UPOD\Cell_DLE\CSV_files_raw_nieuwe_structuur\2016\sap3_92\m06 | F:\UPOD\Cell_DLE\CSV_files_raw_nieuwe_structuur\2016\sap3_92\m06\42192az_dlext_20160619_6849_6920.csv | 72
v5 | Full | 3 | 42192az_dlext_20160620_6921_7103.csv | F:\UPOD\Cell_DLE\CSV_files_raw_nieuwe_structuur\2016\sap3_92\m06 | F:\UPOD\Cell_DLE\CSV_files_raw_nieuwe_structuur\2016\sap3_92\m06\42192az_dlext_20160620_6921_7103.csv | 183
v5 | Full | 3 | 42192az_dlext_20160621_7104_7288.csv | F:\UPOD\Cell_DLE\CSV_files_raw_nieuwe_structuur\2016\sap3_92\m06 | F:\UPOD\Cell_DLE\CSV_files_raw_nieuwe_structuur\2016\sap3_92\m06\42192az_dlext_20160621_7104_7288.csv | 185
v5 | Full | 3 | 42192az_dlext_20160622_7289_7506.csv | F:\UPOD\Cell_DLE\CSV_files_raw_nieuwe_structuur\2016\sap3_92\m06 | F:\UPOD\Cell_DLE\CSV_files_raw_nieuwe_structuur\2016\sap3_92\m06\42192az_dlext_20160622_7289_7506.csv | 218
v5 | Full | 3 | 42192az_dlext_20160623_7507_7751.csv | F:\UPOD\Cell_DLE\CSV_files_raw_nieuwe_structuur\2016\sap3_92\m06 | F:\UPOD\Cell_DLE\CSV_files_raw_nieuwe_structuur\2016\sap3_92\m06\42192az_dlext_20160623_7507_7751.csv | 245
v5 | Full | 3 | 42192az_dlext_20160624_7752_7935.csv | F:\UPOD\Cell_DLE\CSV_files_raw_nieuwe_structuur\2016\sap3_92\m06 | F:\UPOD\Cell_DLE\CSV_files_raw_nieuwe_structuur\2016\sap3_92\m06\42192az_dlext_20160624_7752_7935.csv | 184
v5 | Full | 3 | 42192az_dlext_20160625_7936_8006.csv | F:\UPOD\Cell_DLE\CSV_files_raw_nieuwe_structuur\2016\sap3_92\m06 | F:\UPOD\Cell_DLE\CSV_files_raw_nieuwe_structuur\2016\sap3_92\m06\42192az_dlext_20160625_7936_8006.csv | 71
v5 | Full | 3 | 42192az_dlext_20160626_8007_8086.csv | F:\UPOD\Cell_DLE\CSV_files_raw_nieuwe_structuur\2016\sap3_92\m06 | F:\UPOD\Cell_DLE\CSV_files_raw_nieuwe_structuur\2016\sap3_92\m06\42192az_dlext_20160626_8007_8086.csv | 80
v5 | Full | 3 | 42192az_dlext_20160627_8087_8319.csv | F:\UPOD\Cell_DLE\CSV_files_raw_nieuwe_structuur\2016\sap3_92\m06 | F:\UPOD\Cell_DLE\CSV_files_raw_nieuwe_structuur\2016\sap3_92\m06\42192az_dlext_20160627_8087_8319.csv | 233
v5 | Full | 3 | 42192az_dlext_20160628_8320_8525.csv | F:\UPOD\Cell_DLE\CSV_files_raw_nieuwe_structuur\2016\sap3_92\m06 | F:\UPOD\Cell_DLE\CSV_files_raw_nieuwe_structuur\2016\sap3_92\m06\42192az_dlext_20160628_8320_8525.csv | 206
v5 | Full | 3 | 42192az_dlext_20160629_8526_8796.csv | F:\UPOD\Cell_DLE\CSV_files_raw_nieuwe_structuur\2016\sap3_92\m06 | F:\UPOD\Cell_DLE\CSV_files_raw_nieuwe_structuur\2016\sap3_92\m06\42192az_dlext_20160629_8526_8796.csv | 271
v5 | Full | 3 | 42192az_dlext_20160630_8797_9067.csv | F:\UPOD\Cell_DLE\CSV_files_raw_nieuwe_structuur\2016\sap3_92\m06 | F:\UPOD\Cell_DLE\CSV_files_raw_nieuwe_structuur\2016\sap3_92\m06\42192az_dlext_20160630_8797_9067.csv | 271
v5 | Full | 3 | 42194az_dlext_20140110_3842_4161.csv | F:\UPOD\Cell_DLE\CSV_files_raw_nieuwe_structuur\2014\sap2_94\m01 | F:\UPOD\Cell_DLE\CSV_files_raw_nieuwe_structuur\2014\sap2_94\m01\42194az_dlext_20140110_3842_4161.csv | 320
v5 | Full | 3 | 42194az_dlext_20140111_4162_4272.csv | F:\UPOD\Cell_DLE\CSV_files_raw_nieuwe_structuur\2014\sap2_94\m01 | F:\UPOD\Cell_DLE\CSV_files_raw_nieuwe_structuur\2014\sap2_94\m01\42194az_dlext_20140111_4162_4272.csv | 111
v5 | Full | 3 | 42194az_dlext_20140112_4273_4368.csv | F:\UPOD\Cell_DLE\CSV_files_raw_nieuwe_structuur\2014\sap2_94\m01 | F:\UPOD\Cell_DLE\CSV_files_raw_nieuwe_structuur\2014\sap2_94\m01\42194az_dlext_20140112_4273_4368.csv | 96
v5 | Full | 3 | 42194az_dlext_20140113_4369_4773.csv | F:\UPOD\Cell_DLE\CSV_files_raw_nieuwe_structuur\2014\sap2_94\m01 | F:\UPOD\Cell_DLE\CSV_files_raw_nieuwe_structuur\2014\sap2_94\m01\42194az_dlext_20140113_4369_4773.csv | 405
v5 | Full | 3 | 42194az_dlext_20140114_4774_5109.csv | F:\UPOD\Cell_DLE\CSV_files_raw_nieuwe_structuur\2014\sap2_94\m01 | F:\UPOD\Cell_DLE\CSV_files_raw_nieuwe_structuur\2014\sap2_94\m01\42194az_dlext_20140114_4774_5109.csv | 336
v5 | Full | 3 | 42194az_dlext_20140115_5110_5565.csv | F:\UPOD\Cell_DLE\CSV_files_raw_nieuwe_structuur\2014\sap2_94\m01 | F:\UPOD\Cell_DLE\CSV_files_raw_nieuwe_structuur\2014\sap2_94\m01\42194az_dlext_20140115_5110_5565.csv | 456
v5 | Full | 3 | 42194az_dlext_20140116_5566_5911.csv | F:\UPOD\Cell_DLE\CSV_files_raw_nieuwe_structuur\2014\sap2_94\m01 | F:\UPOD\Cell_DLE\CSV_files_raw_nieuwe_structuur\2014\sap2_94\m01\42194az_dlext_20140116_5566_5911.csv | 346
v5 | Full | 3 | 42194az_dlext_20140117_5912_6312.csv | F:\UPOD\Cell_DLE\CSV_files_raw_nieuwe_structuur\2014\sap2_94\m01 | F:\UPOD\Cell_DLE\CSV_files_raw_nieuwe_structuur\2014\sap2_94\m01\42194az_dlext_20140117_5912_6312.csv | 401
v5 | Full | 3 | 42194az_dlext_20140118_6313_6419.csv | F:\UPOD\Cell_DLE\CSV_files_raw_nieuwe_structuur\2014\sap2_94\m01 | F:\UPOD\Cell_DLE\CSV_files_raw_nieuwe_structuur\2014\sap2_94\m01\42194az_dlext_20140118_6313_6419.csv | 107
v5 | Full | 3 | 42194az_dlext_20140119_6420_6575.csv | F:\UPOD\Cell_DLE\CSV_files_raw_nieuwe_structuur\2014\sap2_94\m01 | F:\UPOD\Cell_DLE\CSV_files_raw_nieuwe_structuur\2014\sap2_94\m01\42194az_dlext_20140119_6420_6575.csv | 156
v5 | Full | 3 | 42194az_dlext_20140120_6576_6961.csv | F:\UPOD\Cell_DLE\CSV_files_raw_nieuwe_structuur\2014\sap2_94\m01 | F:\UPOD\Cell_DLE\CSV_files_raw_nieuwe_structuur\2014\sap2_94\m01\42194az_dlext_20140120_6576_6961.csv | 386
v5 | Full | 3 | 42194az_dlext_20140121_6962_7249.csv | F:\UPOD\Cell_DLE\CSV_files_raw_nieuwe_structuur\2014\sap2_94\m01 | F:\UPOD\Cell_DLE\CSV_files_raw_nieuwe_structuur\2014\sap2_94\m01\42194az_dlext_20140121_6962_7249.csv | 288
v5 | Full | 3 | 42194az_dlext_20140122_7250_7714.csv | F:\UPOD\Cell_DLE\CSV_files_raw_nieuwe_structuur\2014\sap2_94\m01 | F:\UPOD\Cell_DLE\CSV_files_raw_nieuwe_structuur\2014\sap2_94\m01\42194az_dlext_20140122_7250_7714.csv | 465
v5 | Full | 3 | 42194az_dlext_20140123_7715_8224.csv | F:\UPOD\Cell_DLE\CSV_files_raw_nieuwe_structuur\2014\sap2_94\m01 | F:\UPOD\Cell_DLE\CSV_files_raw_nieuwe_structuur\2014\sap2_94\m01\42194az_dlext_20140123_7715_8224.csv | 510
v5 | Full | 3 | 42194az_dlext_20140124_8225_8499.csv | F:\UPOD\Cell_DLE\CSV_files_raw_nieuwe_structuur\2014\sap2_94\m01 | F:\UPOD\Cell_DLE\CSV_files_raw_nieuwe_structuur\2014\sap2_94\m01\42194az_dlext_20140124_8225_8499.csv | 275
v5 | Full | 3 | 42194az_dlext_20140125_8500_8609.csv | F:\UPOD\Cell_DLE\CSV_files_raw_nieuwe_structuur\2014\sap2_94\m01 | F:\UPOD\Cell_DLE\CSV_files_raw_nieuwe_structuur\2014\sap2_94\m01\42194az_dlext_20140125_8500_8609.csv | 110
v5 | Full | 3 | 42194az_dlext_20140126_8610_8691.csv | F:\UPOD\Cell_DLE\CSV_files_raw_nieuwe_structuur\2014\sap2_94\m01 | F:\UPOD\Cell_DLE\CSV_files_raw_nieuwe_structuur\2014\sap2_94\m01\42194az_dlext_20140126_8610_8691.csv | 82
v5 | Full | 3 | 42194az_dlext_20140127_8692_9040.csv | F:\UPOD\Cell_DLE\CSV_files_raw_nieuwe_structuur\2014\sap2_94\m01 | F:\UPOD\Cell_DLE\CSV_files_raw_nieuwe_structuur\2014\sap2_94\m01\42194az_dlext_20140127_8692_9040.csv | 349
v5 | Full | 3 | 42194az_dlext_20140128_9041_9374.csv | F:\UPOD\Cell_DLE\CSV_files_raw_nieuwe_structuur\2014\sap2_94\m01 | F:\UPOD\Cell_DLE\CSV_files_raw_nieuwe_structuur\2014\sap2_94\m01\42194az_dlext_20140128_9041_9374.csv | 334
v5 | Full | 3 | 42194az_dlext_20140129_9375_9661.csv | F:\UPOD\Cell_DLE\CSV_files_raw_nieuwe_structuur\2014\sap2_94\m01 | F:\UPOD\Cell_DLE\CSV_files_raw_nieuwe_structuur\2014\sap2_94\m01\42194az_dlext_20140129_9375_9661.csv | 287
v5 | Full | 3 | 42194az_dlext_20140130_9662_0034.csv | F:\UPOD\Cell_DLE\CSV_files_raw_nieuwe_structuur\2014\sap2_94\m01 | F:\UPOD\Cell_DLE\CSV_files_raw_nieuwe_structuur\2014\sap2_94\m01\42194az_dlext_20140130_9662_0034.csv | 373
v5 | Full | 3 | 42194az_dlext_20140131_0035_0225.csv | F:\UPOD\Cell_DLE\CSV_files_raw_nieuwe_structuur\2014\sap2_94\m01 | F:\UPOD\Cell_DLE\CSV_files_raw_nieuwe_structuur\2014\sap2_94\m01\42194az_dlext_20140131_0035_0225.csv | 191
v5 | Full | 3 | 42194az_dlext_20140201_0226_0309.csv | F:\UPOD\Cell_DLE\CSV_files_raw_nieuwe_structuur\2014\sap2_94\m02 | F:\UPOD\Cell_DLE\CSV_files_raw_nieuwe_structuur\2014\sap2_94\m02\42194az_dlext_20140201_0226_0309.csv | 84
v5 | Full | 3 | 42194az_dlext_20140202_0310_0434.csv | F:\UPOD\Cell_DLE\CSV_files_raw_nieuwe_structuur\2014\sap2_94\m02 | F:\UPOD\Cell_DLE\CSV_files_raw_nieuwe_structuur\2014\sap2_94\m02\42194az_dlext_20140202_0310_0434.csv | 125
v5 | Full | 3 | 42194az_dlext_20140203_0435_0893.csv | F:\UPOD\Cell_DLE\CSV_files_raw_nieuwe_structuur\2014\sap2_94\m02 | F:\UPOD\Cell_DLE\CSV_files_raw_nieuwe_structuur\2014\sap2_94\m02\42194az_dlext_20140203_0435_0893.csv | 459
v5 | Full | 3 | 42194az_dlext_20140204_0894_1195.csv | F:\UPOD\Cell_DLE\CSV_files_raw_nieuwe_structuur\2014\sap2_94\m02 | F:\UPOD\Cell_DLE\CSV_files_raw_nieuwe_structuur\2014\sap2_94\m02\42194az_dlext_20140204_0894_1195.csv | 302
v5 | Full | 3 | 42194az_dlext_20140205_1196_1480.csv | F:\UPOD\Cell_DLE\CSV_files_raw_nieuwe_structuur\2014\sap2_94\m02 | F:\UPOD\Cell_DLE\CSV_files_raw_nieuwe_structuur\2014\sap2_94\m02\42194az_dlext_20140205_1196_1480.csv | 285
v5 | Full | 3 | 42194az_dlext_20140206_1481_1771.csv | F:\UPOD\Cell_DLE\CSV_files_raw_nieuwe_structuur\2014\sap2_94\m02 | F:\UPOD\Cell_DLE\CSV_files_raw_nieuwe_structuur\2014\sap2_94\m02\42194az_dlext_20140206_1481_1771.csv | 291
v5 | Full | 3 | 42194az_dlext_20140207_1772_2054.csv | F:\UPOD\Cell_DLE\CSV_files_raw_nieuwe_structuur\2014\sap2_94\m02 | F:\UPOD\Cell_DLE\CSV_files_raw_nieuwe_structuur\2014\sap2_94\m02\42194az_dlext_20140207_1772_2054.csv | 283
v5 | Full | 3 | 42194az_dlext_20140208_2055_2185.csv | F:\UPOD\Cell_DLE\CSV_files_raw_nieuwe_structuur\2014\sap2_94\m02 | F:\UPOD\Cell_DLE\CSV_files_raw_nieuwe_structuur\2014\sap2_94\m02\42194az_dlext_20140208_2055_2185.csv | 131
v5 | Full | 3 | 42194az_dlext_20140209_2186_2317.csv | F:\UPOD\Cell_DLE\CSV_files_raw_nieuwe_structuur\2014\sap2_94\m02 | F:\UPOD\Cell_DLE\CSV_files_raw_nieuwe_structuur\2014\sap2_94\m02\42194az_dlext_20140209_2186_2317.csv | 132
v5 | Full | 3 | 42194az_dlext_20140210_2318_2681.csv | F:\UPOD\Cell_DLE\CSV_files_raw_nieuwe_structuur\2014\sap2_94\m02 | F:\UPOD\Cell_DLE\CSV_files_raw_nieuwe_structuur\2014\sap2_94\m02\42194az_dlext_20140210_2318_2681.csv | 364
v5 | Full | 3 | 42194az_dlext_20140211_2682_2776.csv | F:\UPOD\Cell_DLE\CSV_files_raw_nieuwe_structuur\2014\sap2_94\m02 | F:\UPOD\Cell_DLE\CSV_files_raw_nieuwe_structuur\2014\sap2_94\m02\42194az_dlext_20140211_2682_2776.csv | 95
v5 | Full | 3 | 42194az_dlext_20140212_2777_2950.csv | F:\UPOD\Cell_DLE\CSV_files_raw_nieuwe_structuur\2014\sap2_94\m02 | F:\UPOD\Cell_DLE\CSV_files_raw_nieuwe_structuur\2014\sap2_94\m02\42194az_dlext_20140212_2777_2950.csv | 174
v5 | Full | 3 | 42194az_dlext_20140213_2951_3322.csv | F:\UPOD\Cell_DLE\CSV_files_raw_nieuwe_structuur\2014\sap2_94\m02 | F:\UPOD\Cell_DLE\CSV_files_raw_nieuwe_structuur\2014\sap2_94\m02\42194az_dlext_20140213_2951_3322.csv | 372
v5 | Full | 3 | 42194az_dlext_20140214_3323_3583.csv | F:\UPOD\Cell_DLE\CSV_files_raw_nieuwe_structuur\2014\sap2_94\m02 | F:\UPOD\Cell_DLE\CSV_files_raw_nieuwe_structuur\2014\sap2_94\m02\42194az_dlext_20140214_3323_3583.csv | 261
v5 | Full | 3 | 42194az_dlext_20140215_3584_3701.csv | F:\UPOD\Cell_DLE\CSV_files_raw_nieuwe_structuur\2014\sap2_94\m02 | F:\UPOD\Cell_DLE\CSV_files_raw_nieuwe_structuur\2014\sap2_94\m02\42194az_dlext_20140215_3584_3701.csv | 118
v5 | Full | 3 | 42194az_dlext_20140216_3702_3798.csv | F:\UPOD\Cell_DLE\CSV_files_raw_nieuwe_structuur\2014\sap2_94\m02 | F:\UPOD\Cell_DLE\CSV_files_raw_nieuwe_structuur\2014\sap2_94\m02\42194az_dlext_20140216_3702_3798.csv | 97
v5 | Full | 3 | 42194az_dlext_20140217_3799_4164.csv | F:\UPOD\Cell_DLE\CSV_files_raw_nieuwe_structuur\2014\sap2_94\m02 | F:\UPOD\Cell_DLE\CSV_files_raw_nieuwe_structuur\2014\sap2_94\m02\42194az_dlext_20140217_3799_4164.csv | 366
v5 | Full | 3 | 42194az_dlext_20140218_4165_4410.csv | F:\UPOD\Cell_DLE\CSV_files_raw_nieuwe_structuur\2014\sap2_94\m02 | F:\UPOD\Cell_DLE\CSV_files_raw_nieuwe_structuur\2014\sap2_94\m02\42194az_dlext_20140218_4165_4410.csv | 246
v5 | Full | 3 | 42194az_dlext_20140219_4411_4672.csv | F:\UPOD\Cell_DLE\CSV_files_raw_nieuwe_structuur\2014\sap2_94\m02 | F:\UPOD\Cell_DLE\CSV_files_raw_nieuwe_structuur\2014\sap2_94\m02\42194az_dlext_20140219_4411_4672.csv | 262
v5 | Full | 3 | 42194az_dlext_20140220_4673_4912.csv | F:\UPOD\Cell_DLE\CSV_files_raw_nieuwe_structuur\2014\sap2_94\m02 | F:\UPOD\Cell_DLE\CSV_files_raw_nieuwe_structuur\2014\sap2_94\m02\42194az_dlext_20140220_4673_4912.csv | 240
v5 | Full | 3 | 42194az_dlext_20140221_4913_5164.csv | F:\UPOD\Cell_DLE\CSV_files_raw_nieuwe_structuur\2014\sap2_94\m02 | F:\UPOD\Cell_DLE\CSV_files_raw_nieuwe_structuur\2014\sap2_94\m02\42194az_dlext_20140221_4913_5164.csv | 252
v5 | Full | 3 | 42194az_dlext_20140222_5165_5284.csv | F:\UPOD\Cell_DLE\CSV_files_raw_nieuwe_structuur\2014\sap2_94\m02 | F:\UPOD\Cell_DLE\CSV_files_raw_nieuwe_structuur\2014\sap2_94\m02\42194az_dlext_20140222_5165_5284.csv | 120
v5 | Full | 3 | 42194az_dlext_20140223_5285_5408.csv | F:\UPOD\Cell_DLE\CSV_files_raw_nieuwe_structuur\2014\sap2_94\m02 | F:\UPOD\Cell_DLE\CSV_files_raw_nieuwe_structuur\2014\sap2_94\m02\42194az_dlext_20140223_5285_5408.csv | 124
v5 | Full | 3 | 42194az_dlext_20140224_5409_5788.csv | F:\UPOD\Cell_DLE\CSV_files_raw_nieuwe_structuur\2014\sap2_94\m02 | F:\UPOD\Cell_DLE\CSV_files_raw_nieuwe_structuur\2014\sap2_94\m02\42194az_dlext_20140224_5409_5788.csv | 380
v5 | Full | 3 | 42194az_dlext_20140225_5789_6056.csv | F:\UPOD\Cell_DLE\CSV_files_raw_nieuwe_structuur\2014\sap2_94\m02 | F:\UPOD\Cell_DLE\CSV_files_raw_nieuwe_structuur\2014\sap2_94\m02\42194az_dlext_20140225_5789_6056.csv | 268
v5 | Full | 3 | 42194az_dlext_20140226_6057_6340.csv | F:\UPOD\Cell_DLE\CSV_files_raw_nieuwe_structuur\2014\sap2_94\m02 | F:\UPOD\Cell_DLE\CSV_files_raw_nieuwe_structuur\2014\sap2_94\m02\42194az_dlext_20140226_6057_6340.csv | 284
v5 | Full | 3 | 42194az_dlext_20140227_6341_6605.csv | F:\UPOD\Cell_DLE\CSV_files_raw_nieuwe_structuur\2014\sap2_94\m02 | F:\UPOD\Cell_DLE\CSV_files_raw_nieuwe_structuur\2014\sap2_94\m02\42194az_dlext_20140227_6341_6605.csv | 265
v5 | Full | 3 | 42194az_dlext_20140228_6606_6870.csv | F:\UPOD\Cell_DLE\CSV_files_raw_nieuwe_structuur\2014\sap2_94\m02 | F:\UPOD\Cell_DLE\CSV_files_raw_nieuwe_structuur\2014\sap2_94\m02\42194az_dlext_20140228_6606_6870.csv | 265
v5 | Full | 3 | 42194az_dlext_20140301_6871_6979.csv | F:\UPOD\Cell_DLE\CSV_files_raw_nieuwe_structuur\2014\sap2_94\m03 | F:\UPOD\Cell_DLE\CSV_files_raw_nieuwe_structuur\2014\sap2_94\m03\42194az_dlext_20140301_6871_6979.csv | 109
v5 | Full | 3 | 42194az_dlext_20140302_6980_7090.csv | F:\UPOD\Cell_DLE\CSV_files_raw_nieuwe_structuur\2014\sap2_94\m03 | F:\UPOD\Cell_DLE\CSV_files_raw_nieuwe_structuur\2014\sap2_94\m03\42194az_dlext_20140302_6980_7090.csv | 111
v5 | Full | 3 | 42194az_dlext_20140303_7091_7302.csv | F:\UPOD\Cell_DLE\CSV_files_raw_nieuwe_structuur\2014\sap2_94\m03 | F:\UPOD\Cell_DLE\CSV_files_raw_nieuwe_structuur\2014\sap2_94\m03\42194az_dlext_20140303_7091_7302.csv | 212
v5 | Full | 3 | 42194az_dlext_20140304_7303_7615.csv | F:\UPOD\Cell_DLE\CSV_files_raw_nieuwe_structuur\2014\sap2_94\m03 | F:\UPOD\Cell_DLE\CSV_files_raw_nieuwe_structuur\2014\sap2_94\m03\42194az_dlext_20140304_7303_7615.csv | 313
v5 | Full | 3 | 42194az_dlext_20140305_7616_7932.csv | F:\UPOD\Cell_DLE\CSV_files_raw_nieuwe_structuur\2014\sap2_94\m03 | F:\UPOD\Cell_DLE\CSV_files_raw_nieuwe_structuur\2014\sap2_94\m03\42194az_dlext_20140305_7616_7932.csv | 317
v5 | Full | 3 | 42194az_dlext_20140306_7933_8228.csv | F:\UPOD\Cell_DLE\CSV_files_raw_nieuwe_structuur\2014\sap2_94\m03 | F:\UPOD\Cell_DLE\CSV_files_raw_nieuwe_structuur\2014\sap2_94\m03\42194az_dlext_20140306_7933_8228.csv | 296
v5 | Full | 3 | 42194az_dlext_20140307_8229_8498.csv | F:\UPOD\Cell_DLE\CSV_files_raw_nieuwe_structuur\2014\sap2_94\m03 | F:\UPOD\Cell_DLE\CSV_files_raw_nieuwe_structuur\2014\sap2_94\m03\42194az_dlext_20140307_8229_8498.csv | 270
v5 | Full | 3 | 42194az_dlext_20140308_8499_8623.csv | F:\UPOD\Cell_DLE\CSV_files_raw_nieuwe_structuur\2014\sap2_94\m03 | F:\UPOD\Cell_DLE\CSV_files_raw_nieuwe_structuur\2014\sap2_94\m03\42194az_dlext_20140308_8499_8623.csv | 125
v5 | Full | 3 | 42194az_dlext_20140309_8624_8752.csv | F:\UPOD\Cell_DLE\CSV_files_raw_nieuwe_structuur\2014\sap2_94\m03 | F:\UPOD\Cell_DLE\CSV_files_raw_nieuwe_structuur\2014\sap2_94\m03\42194az_dlext_20140309_8624_8752.csv | 129
v5 | Full | 3 | 42194az_dlext_20140310_8753_9150.csv | F:\UPOD\Cell_DLE\CSV_files_raw_nieuwe_structuur\2014\sap2_94\m03 | F:\UPOD\Cell_DLE\CSV_files_raw_nieuwe_structuur\2014\sap2_94\m03\42194az_dlext_20140310_8753_9150.csv | 398
v5 | Full | 3 | 42194az_dlext_20140311_9151_9420.csv | F:\UPOD\Cell_DLE\CSV_files_raw_nieuwe_structuur\2014\sap2_94\m03 | F:\UPOD\Cell_DLE\CSV_files_raw_nieuwe_structuur\2014\sap2_94\m03\42194az_dlext_20140311_9151_9420.csv | 270
v5 | Full | 3 | 42194az_dlext_20140312_9421_9818.csv | F:\UPOD\Cell_DLE\CSV_files_raw_nieuwe_structuur\2014\sap2_94\m03 | F:\UPOD\Cell_DLE\CSV_files_raw_nieuwe_structuur\2014\sap2_94\m03\42194az_dlext_20140312_9421_9818.csv | 398
v5 | Full | 3 | 42194az_dlext_20140313_9819_0309.csv | F:\UPOD\Cell_DLE\CSV_files_raw_nieuwe_structuur\2014\sap2_94\m03 | F:\UPOD\Cell_DLE\CSV_files_raw_nieuwe_structuur\2014\sap2_94\m03\42194az_dlext_20140313_9819_0309.csv | 491
v5 | Full | 3 | 42194az_dlext_20140314_0310_0442.csv | F:\UPOD\Cell_DLE\CSV_files_raw_nieuwe_structuur\2014\sap2_94\m03 | F:\UPOD\Cell_DLE\CSV_files_raw_nieuwe_structuur\2014\sap2_94\m03\42194az_dlext_20140314_0310_0442.csv | 133
v5 | Full | 3 | 42194az_dlext_20140315_0443_0599.csv | F:\UPOD\Cell_DLE\CSV_files_raw_nieuwe_structuur\2014\sap2_94\m03 | F:\UPOD\Cell_DLE\CSV_files_raw_nieuwe_structuur\2014\sap2_94\m03\42194az_dlext_20140315_0443_0599.csv | 157
v5 | Full | 3 | 42194az_dlext_20140316_0600_0745.csv | F:\UPOD\Cell_DLE\CSV_files_raw_nieuwe_structuur\2014\sap2_94\m03 | F:\UPOD\Cell_DLE\CSV_files_raw_nieuwe_structuur\2014\sap2_94\m03\42194az_dlext_20140316_0600_0745.csv | 146
v5 | Full | 3 | 42194az_dlext_20140317_0746_1099.csv | F:\UPOD\Cell_DLE\CSV_files_raw_nieuwe_structuur\2014\sap2_94\m03 | F:\UPOD\Cell_DLE\CSV_files_raw_nieuwe_structuur\2014\sap2_94\m03\42194az_dlext_20140317_0746_1099.csv | 354
v5 | Full | 3 | 42194az_dlext_20140318_1100_1209.csv | F:\UPOD\Cell_DLE\CSV_files_raw_nieuwe_structuur\2014\sap2_94\m03 | F:\UPOD\Cell_DLE\CSV_files_raw_nieuwe_structuur\2014\sap2_94\m03\42194az_dlext_20140318_1100_1209.csv | 110
v5 | Full | 3 | 42194az_dlext_20140319_1210_1475.csv | F:\UPOD\Cell_DLE\CSV_files_raw_nieuwe_structuur\2014\sap2_94\m03 | F:\UPOD\Cell_DLE\CSV_files_raw_nieuwe_structuur\2014\sap2_94\m03\42194az_dlext_20140319_1210_1475.csv | 266
v5 | Full | 3 | 42194az_dlext_20140320_1476_1640.csv | F:\UPOD\Cell_DLE\CSV_files_raw_nieuwe_structuur\2014\sap2_94\m03 | F:\UPOD\Cell_DLE\CSV_files_raw_nieuwe_structuur\2014\sap2_94\m03\42194az_dlext_20140320_1476_1640.csv | 165
v5 | Full | 3 | 42194az_dlext_20140321_1641_1798.csv | F:\UPOD\Cell_DLE\CSV_files_raw_nieuwe_structuur\2014\sap2_94\m03 | F:\UPOD\Cell_DLE\CSV_files_raw_nieuwe_structuur\2014\sap2_94\m03\42194az_dlext_20140321_1641_1798.csv | 157
v5 | Full | 3 | 42194az_dlext_20140322_1799_1930.csv | F:\UPOD\Cell_DLE\CSV_files_raw_nieuwe_structuur\2014\sap2_94\m03 | F:\UPOD\Cell_DLE\CSV_files_raw_nieuwe_structuur\2014\sap2_94\m03\42194az_dlext_20140322_1799_1930.csv | 132
v5 | Full | 3 | 42194az_dlext_20140323_1931_2040.csv | F:\UPOD\Cell_DLE\CSV_files_raw_nieuwe_structuur\2014\sap2_94\m03 | F:\UPOD\Cell_DLE\CSV_files_raw_nieuwe_structuur\2014\sap2_94\m03\42194az_dlext_20140323_1931_2040.csv | 110
v5 | Full | 3 | 42194az_dlext_20140324_2041_2302.csv | F:\UPOD\Cell_DLE\CSV_files_raw_nieuwe_structuur\2014\sap2_94\m03 | F:\UPOD\Cell_DLE\CSV_files_raw_nieuwe_structuur\2014\sap2_94\m03\42194az_dlext_20140324_2041_2302.csv | 262
v5 | Full | 3 | 42194az_dlext_20140325_2303_2680.csv | F:\UPOD\Cell_DLE\CSV_files_raw_nieuwe_structuur\2014\sap2_94\m03 | F:\UPOD\Cell_DLE\CSV_files_raw_nieuwe_structuur\2014\sap2_94\m03\42194az_dlext_20140325_2303_2680.csv | 378
v5 | Full | 3 | 42194az_dlext_20140326_2681_3002.csv | F:\UPOD\Cell_DLE\CSV_files_raw_nieuwe_structuur\2014\sap2_94\m03 | F:\UPOD\Cell_DLE\CSV_files_raw_nieuwe_structuur\2014\sap2_94\m03\42194az_dlext_20140326_2681_3002.csv | 322
v5 | Full | 3 | 42194az_dlext_20140327_3003_3309.csv | F:\UPOD\Cell_DLE\CSV_files_raw_nieuwe_structuur\2014\sap2_94\m03 | F:\UPOD\Cell_DLE\CSV_files_raw_nieuwe_structuur\2014\sap2_94\m03\42194az_dlext_20140327_3003_3309.csv | 307
v5 | Full | 3 | 42194az_dlext_20140328_3310_3563.csv | F:\UPOD\Cell_DLE\CSV_files_raw_nieuwe_structuur\2014\sap2_94\m03 | F:\UPOD\Cell_DLE\CSV_files_raw_nieuwe_structuur\2014\sap2_94\m03\42194az_dlext_20140328_3310_3563.csv | 254
v5 | Full | 3 | 42194az_dlext_20140329_3564_3605.csv | F:\UPOD\Cell_DLE\CSV_files_raw_nieuwe_structuur\2014\sap2_94\m03 | F:\UPOD\Cell_DLE\CSV_files_raw_nieuwe_structuur\2014\sap2_94\m03\42194az_dlext_20140329_3564_3605.csv | 42
v5 | Full | 3 | 42194az_dlext_20140330_3606_3725.csv | F:\UPOD\Cell_DLE\CSV_files_raw_nieuwe_structuur\2014\sap2_94\m03 | F:\UPOD\Cell_DLE\CSV_files_raw_nieuwe_structuur\2014\sap2_94\m03\42194az_dlext_20140330_3606_3725.csv | 120
v5 | Full | 3 | 42194az_dlext_20140331_3726_4079.csv | F:\UPOD\Cell_DLE\CSV_files_raw_nieuwe_structuur\2014\sap2_94\m03 | F:\UPOD\Cell_DLE\CSV_files_raw_nieuwe_structuur\2014\sap2_94\m03\42194az_dlext_20140331_3726_4079.csv | 354
v5 | Full | 3 | 42194az_dlext_20140401_4080_4368.csv | F:\UPOD\Cell_DLE\CSV_files_raw_nieuwe_structuur\2014\sap2_94\m04 | F:\UPOD\Cell_DLE\CSV_files_raw_nieuwe_structuur\2014\sap2_94\m04\42194az_dlext_20140401_4080_4368.csv | 289
v5 | Full | 3 | 42194az_dlext_20140402_4369_4636.csv | F:\UPOD\Cell_DLE\CSV_files_raw_nieuwe_structuur\2014\sap2_94\m04 | F:\UPOD\Cell_DLE\CSV_files_raw_nieuwe_structuur\2014\sap2_94\m04\42194az_dlext_20140402_4369_4636.csv | 268
v5 | Full | 3 | 42194az_dlext_20140403_4637_4951.csv | F:\UPOD\Cell_DLE\CSV_files_raw_nieuwe_structuur\2014\sap2_94\m04 | F:\UPOD\Cell_DLE\CSV_files_raw_nieuwe_structuur\2014\sap2_94\m04\42194az_dlext_20140403_4637_4951.csv | 315
v5 | Full | 3 | 42194az_dlext_20140404_4952_5230.csv | F:\UPOD\Cell_DLE\CSV_files_raw_nieuwe_structuur\2014\sap2_94\m04 | F:\UPOD\Cell_DLE\CSV_files_raw_nieuwe_structuur\2014\sap2_94\m04\42194az_dlext_20140404_4952_5230.csv | 279
v5 | Full | 3 | 42194az_dlext_20140405_5231_5344.csv | F:\UPOD\Cell_DLE\CSV_files_raw_nieuwe_structuur\2014\sap2_94\m04 | F:\UPOD\Cell_DLE\CSV_files_raw_nieuwe_structuur\2014\sap2_94\m04\42194az_dlext_20140405_5231_5344.csv | 114
v5 | Full | 3 | 42194az_dlext_20140406_5345_5470.csv | F:\UPOD\Cell_DLE\CSV_files_raw_nieuwe_structuur\2014\sap2_94\m04 | F:\UPOD\Cell_DLE\CSV_files_raw_nieuwe_structuur\2014\sap2_94\m04\42194az_dlext_20140406_5345_5470.csv | 126
v5 | Full | 3 | 42194az_dlext_20140407_5471_5858.csv | F:\UPOD\Cell_DLE\CSV_files_raw_nieuwe_structuur\2014\sap2_94\m04 | F:\UPOD\Cell_DLE\CSV_files_raw_nieuwe_structuur\2014\sap2_94\m04\42194az_dlext_20140407_5471_5858.csv | 388
v5 | Full | 3 | 42194az_dlext_20140408_5859_6234.csv | F:\UPOD\Cell_DLE\CSV_files_raw_nieuwe_structuur\2014\sap2_94\m04 | F:\UPOD\Cell_DLE\CSV_files_raw_nieuwe_structuur\2014\sap2_94\m04\42194az_dlext_20140408_5859_6234.csv | 376
v5 | Full | 3 | 42194az_dlext_20140409_6235_6519.csv | F:\UPOD\Cell_DLE\CSV_files_raw_nieuwe_structuur\2014\sap2_94\m04 | F:\UPOD\Cell_DLE\CSV_files_raw_nieuwe_structuur\2014\sap2_94\m04\42194az_dlext_20140409_6235_6519.csv | 285
v5 | Full | 3 | 42194az_dlext_20140410_6520_6809.csv | F:\UPOD\Cell_DLE\CSV_files_raw_nieuwe_structuur\2014\sap2_94\m04 | F:\UPOD\Cell_DLE\CSV_files_raw_nieuwe_structuur\2014\sap2_94\m04\42194az_dlext_20140410_6520_6809.csv | 290
v5 | Full | 3 | 42194az_dlext_20140411_6810_7073.csv | F:\UPOD\Cell_DLE\CSV_files_raw_nieuwe_structuur\2014\sap2_94\m04 | F:\UPOD\Cell_DLE\CSV_files_raw_nieuwe_structuur\2014\sap2_94\m04\42194az_dlext_20140411_6810_7073.csv | 264
v5 | Full | 3 | 42194az_dlext_20140412_7074_7187.csv | F:\UPOD\Cell_DLE\CSV_files_raw_nieuwe_structuur\2014\sap2_94\m04 | F:\UPOD\Cell_DLE\CSV_files_raw_nieuwe_structuur\2014\sap2_94\m04\42194az_dlext_20140412_7074_7187.csv | 114
v5 | Full | 3 | 42194az_dlext_20140413_7188_7332.csv | F:\UPOD\Cell_DLE\CSV_files_raw_nieuwe_structuur\2014\sap2_94\m04 | F:\UPOD\Cell_DLE\CSV_files_raw_nieuwe_structuur\2014\sap2_94\m04\42194az_dlext_20140413_7188_7332.csv | 145
v5 | Full | 3 | 42194az_dlext_20140414_7333_7677.csv | F:\UPOD\Cell_DLE\CSV_files_raw_nieuwe_structuur\2014\sap2_94\m04 | F:\UPOD\Cell_DLE\CSV_files_raw_nieuwe_structuur\2014\sap2_94\m04\42194az_dlext_20140414_7333_7677.csv | 345
v5 | Full | 3 | 42194az_dlext_20140415_7678_7922.csv | F:\UPOD\Cell_DLE\CSV_files_raw_nieuwe_structuur\2014\sap2_94\m04 | F:\UPOD\Cell_DLE\CSV_files_raw_nieuwe_structuur\2014\sap2_94\m04\42194az_dlext_20140415_7678_7922.csv | 245
v5 | Full | 3 | 42194az_dlext_20140416_7923_8174.csv | F:\UPOD\Cell_DLE\CSV_files_raw_nieuwe_structuur\2014\sap2_94\m04 | F:\UPOD\Cell_DLE\CSV_files_raw_nieuwe_structuur\2014\sap2_94\m04\42194az_dlext_20140416_7923_8174.csv | 252
v5 | Full | 3 | 42194az_dlext_20140417_8175_8505.csv | F:\UPOD\Cell_DLE\CSV_files_raw_nieuwe_structuur\2014\sap2_94\m04 | F:\UPOD\Cell_DLE\CSV_files_raw_nieuwe_structuur\2014\sap2_94\m04\42194az_dlext_20140417_8175_8505.csv | 331
v5 | Full | 3 | 42194az_dlext_20140418_8506_8691.csv | F:\UPOD\Cell_DLE\CSV_files_raw_nieuwe_structuur\2014\sap2_94\m04 | F:\UPOD\Cell_DLE\CSV_files_raw_nieuwe_structuur\2014\sap2_94\m04\42194az_dlext_20140418_8506_8691.csv | 186
v5 | Full | 3 | 42194az_dlext_20140419_8692_8827.csv | F:\UPOD\Cell_DLE\CSV_files_raw_nieuwe_structuur\2014\sap2_94\m04 | F:\UPOD\Cell_DLE\CSV_files_raw_nieuwe_structuur\2014\sap2_94\m04\42194az_dlext_20140419_8692_8827.csv | 136
v5 | Full | 3 | 42194az_dlext_20140420_8828_8942.csv | F:\UPOD\Cell_DLE\CSV_files_raw_nieuwe_structuur\2014\sap2_94\m04 | F:\UPOD\Cell_DLE\CSV_files_raw_nieuwe_structuur\2014\sap2_94\m04\42194az_dlext_20140420_8828_8942.csv | 115
v5 | Full | 3 | 42194az_dlext_20140421_8943_9078.csv | F:\UPOD\Cell_DLE\CSV_files_raw_nieuwe_structuur\2014\sap2_94\m04 | F:\UPOD\Cell_DLE\CSV_files_raw_nieuwe_structuur\2014\sap2_94\m04\42194az_dlext_20140421_8943_9078.csv | 136
v5 | Full | 3 | 42194az_dlext_20140422_9079_9390.csv | F:\UPOD\Cell_DLE\CSV_files_raw_nieuwe_structuur\2014\sap2_94\m04 | F:\UPOD\Cell_DLE\CSV_files_raw_nieuwe_structuur\2014\sap2_94\m04\42194az_dlext_20140422_9079_9390.csv | 312
v5 | Full | 3 | 42194az_dlext_20140423_9391_9714.csv | F:\UPOD\Cell_DLE\CSV_files_raw_nieuwe_structuur\2014\sap2_94\m04 | F:\UPOD\Cell_DLE\CSV_files_raw_nieuwe_structuur\2014\sap2_94\m04\42194az_dlext_20140423_9391_9714.csv | 324
v5 | Full | 3 | 42194az_dlext_20140424_9715_0066.csv | F:\UPOD\Cell_DLE\CSV_files_raw_nieuwe_structuur\2014\sap2_94\m04 | F:\UPOD\Cell_DLE\CSV_files_raw_nieuwe_structuur\2014\sap2_94\m04\42194az_dlext_20140424_9715_0066.csv | 352
v5 | Full | 3 | 42194az_dlext_20140425_0067_0498.csv | F:\UPOD\Cell_DLE\CSV_files_raw_nieuwe_structuur\2014\sap2_94\m04 | F:\UPOD\Cell_DLE\CSV_files_raw_nieuwe_structuur\2014\sap2_94\m04\42194az_dlext_20140425_0067_0498.csv | 432
v5 | Full | 3 | 42194az_dlext_20140426_0499_0631.csv | F:\UPOD\Cell_DLE\CSV_files_raw_nieuwe_structuur\2014\sap2_94\m04 | F:\UPOD\Cell_DLE\CSV_files_raw_nieuwe_structuur\2014\sap2_94\m04\42194az_dlext_20140426_0499_0631.csv | 133
v5 | Full | 3 | 42194az_dlext_20140427_0632_0738.csv | F:\UPOD\Cell_DLE\CSV_files_raw_nieuwe_structuur\2014\sap2_94\m04 | F:\UPOD\Cell_DLE\CSV_files_raw_nieuwe_structuur\2014\sap2_94\m04\42194az_dlext_20140427_0632_0738.csv | 107
v5 | Full | 3 | 42194az_dlext_20140428_0739_1001.csv | F:\UPOD\Cell_DLE\CSV_files_raw_nieuwe_structuur\2014\sap2_94\m04 | F:\UPOD\Cell_DLE\CSV_files_raw_nieuwe_structuur\2014\sap2_94\m04\42194az_dlext_20140428_0739_1001.csv | 263
v5 | Full | 3 | 42194az_dlext_20140429_1002_1229.csv | F:\UPOD\Cell_DLE\CSV_files_raw_nieuwe_structuur\2014\sap2_94\m04 | F:\UPOD\Cell_DLE\CSV_files_raw_nieuwe_structuur\2014\sap2_94\m04\42194az_dlext_20140429_1002_1229.csv | 228
v5 | Full | 3 | 42194az_dlext_20140430_1230_1577.csv | F:\UPOD\Cell_DLE\CSV_files_raw_nieuwe_structuur\2014\sap2_94\m04 | F:\UPOD\Cell_DLE\CSV_files_raw_nieuwe_structuur\2014\sap2_94\m04\42194az_dlext_20140430_1230_1577.csv | 348
v5 | Full | 3 | 42194az_dlext_20140501_1578_1889.csv | F:\UPOD\Cell_DLE\CSV_files_raw_nieuwe_structuur\2014\sap2_94\m05 | F:\UPOD\Cell_DLE\CSV_files_raw_nieuwe_structuur\2014\sap2_94\m05\42194az_dlext_20140501_1578_1889.csv | 312
v5 | Full | 3 | 42194az_dlext_20140502_1890_2103.csv | F:\UPOD\Cell_DLE\CSV_files_raw_nieuwe_structuur\2014\sap2_94\m05 | F:\UPOD\Cell_DLE\CSV_files_raw_nieuwe_structuur\2014\sap2_94\m05\42194az_dlext_20140502_1890_2103.csv | 214
v5 | Full | 3 | 42194az_dlext_20140503_2104_2256.csv | F:\UPOD\Cell_DLE\CSV_files_raw_nieuwe_structuur\2014\sap2_94\m05 | F:\UPOD\Cell_DLE\CSV_files_raw_nieuwe_structuur\2014\sap2_94\m05\42194az_dlext_20140503_2104_2256.csv | 153
v5 | Full | 3 | 42194az_dlext_20140504_2257_2379.csv | F:\UPOD\Cell_DLE\CSV_files_raw_nieuwe_structuur\2014\sap2_94\m05 | F:\UPOD\Cell_DLE\CSV_files_raw_nieuwe_structuur\2014\sap2_94\m05\42194az_dlext_20140504_2257_2379.csv | 123
v5 | Full | 3 | 42194az_dlext_20140505_2380_2699.csv | F:\UPOD\Cell_DLE\CSV_files_raw_nieuwe_structuur\2014\sap2_94\m05 | F:\UPOD\Cell_DLE\CSV_files_raw_nieuwe_structuur\2014\sap2_94\m05\42194az_dlext_20140505_2380_2699.csv | 320
v5 | Full | 3 | 42194az_dlext_20140506_2700_2956.csv | F:\UPOD\Cell_DLE\CSV_files_raw_nieuwe_structuur\2014\sap2_94\m05 | F:\UPOD\Cell_DLE\CSV_files_raw_nieuwe_structuur\2014\sap2_94\m05\42194az_dlext_20140506_2700_2956.csv | 257
v5 | Full | 3 | 42194az_dlext_20140507_2957_3241.csv | F:\UPOD\Cell_DLE\CSV_files_raw_nieuwe_structuur\2014\sap2_94\m05 | F:\UPOD\Cell_DLE\CSV_files_raw_nieuwe_structuur\2014\sap2_94\m05\42194az_dlext_20140507_2957_3241.csv | 285
v5 | Full | 3 | 42194az_dlext_20140508_3242_3481.csv | F:\UPOD\Cell_DLE\CSV_files_raw_nieuwe_structuur\2014\sap2_94\m05 | F:\UPOD\Cell_DLE\CSV_files_raw_nieuwe_structuur\2014\sap2_94\m05\42194az_dlext_20140508_3242_3481.csv | 240
v5 | Full | 3 | 42194az_dlext_20140509_3482_3689.csv | F:\UPOD\Cell_DLE\CSV_files_raw_nieuwe_structuur\2014\sap2_94\m05 | F:\UPOD\Cell_DLE\CSV_files_raw_nieuwe_structuur\2014\sap2_94\m05\42194az_dlext_20140509_3482_3689.csv | 208
v5 | Full | 3 | 42194az_dlext_20140510_3690_3804.csv | F:\UPOD\Cell_DLE\CSV_files_raw_nieuwe_structuur\2014\sap2_94\m05 | F:\UPOD\Cell_DLE\CSV_files_raw_nieuwe_structuur\2014\sap2_94\m05\42194az_dlext_20140510_3690_3804.csv | 115
v5 | Full | 3 | 42194az_dlext_20140511_3805_3933.csv | F:\UPOD\Cell_DLE\CSV_files_raw_nieuwe_structuur\2014\sap2_94\m05 | F:\UPOD\Cell_DLE\CSV_files_raw_nieuwe_structuur\2014\sap2_94\m05\42194az_dlext_20140511_3805_3933.csv | 129
v5 | Full | 3 | 42194az_dlext_20140512_3934_4287.csv | F:\UPOD\Cell_DLE\CSV_files_raw_nieuwe_structuur\2014\sap2_94\m05 | F:\UPOD\Cell_DLE\CSV_files_raw_nieuwe_structuur\2014\sap2_94\m05\42194az_dlext_20140512_3934_4287.csv | 354
v5 | Full | 3 | 42194az_dlext_20140513_4288_4589.csv | F:\UPOD\Cell_DLE\CSV_files_raw_nieuwe_structuur\2014\sap2_94\m05 | F:\UPOD\Cell_DLE\CSV_files_raw_nieuwe_structuur\2014\sap2_94\m05\42194az_dlext_20140513_4288_4589.csv | 302
v5 | Full | 3 | 42194az_dlext_20140514_4590_4864.csv | F:\UPOD\Cell_DLE\CSV_files_raw_nieuwe_structuur\2014\sap2_94\m05 | F:\UPOD\Cell_DLE\CSV_files_raw_nieuwe_structuur\2014\sap2_94\m05\42194az_dlext_20140514_4590_4864.csv | 275
v5 | Full | 3 | 42194az_dlext_20140515_4865_5151.csv | F:\UPOD\Cell_DLE\CSV_files_raw_nieuwe_structuur\2014\sap2_94\m05 | F:\UPOD\Cell_DLE\CSV_files_raw_nieuwe_structuur\2014\sap2_94\m05\42194az_dlext_20140515_4865_5151.csv | 287
v5 | Full | 3 | 42194az_dlext_20140516_5152_5422.csv | F:\UPOD\Cell_DLE\CSV_files_raw_nieuwe_structuur\2014\sap2_94\m05 | F:\UPOD\Cell_DLE\CSV_files_raw_nieuwe_structuur\2014\sap2_94\m05\42194az_dlext_20140516_5152_5422.csv | 271
v5 | Full | 3 | 42194az_dlext_20140517_5423_5581.csv | F:\UPOD\Cell_DLE\CSV_files_raw_nieuwe_structuur\2014\sap2_94\m05 | F:\UPOD\Cell_DLE\CSV_files_raw_nieuwe_structuur\2014\sap2_94\m05\42194az_dlext_20140517_5423_5581.csv | 159
v5 | Full | 3 | 42194az_dlext_20140518_5582_5692.csv | F:\UPOD\Cell_DLE\CSV_files_raw_nieuwe_structuur\2014\sap2_94\m05 | F:\UPOD\Cell_DLE\CSV_files_raw_nieuwe_structuur\2014\sap2_94\m05\42194az_dlext_20140518_5582_5692.csv | 111
v5 | Full | 3 | 42194az_dlext_20140519_5693_6075.csv | F:\UPOD\Cell_DLE\CSV_files_raw_nieuwe_structuur\2014\sap2_94\m05 | F:\UPOD\Cell_DLE\CSV_files_raw_nieuwe_structuur\2014\sap2_94\m05\42194az_dlext_20140519_5693_6075.csv | 383
v5 | Full | 3 | 42194az_dlext_20140520_6076_6360.csv | F:\UPOD\Cell_DLE\CSV_files_raw_nieuwe_structuur\2014\sap2_94\m05 | F:\UPOD\Cell_DLE\CSV_files_raw_nieuwe_structuur\2014\sap2_94\m05\42194az_dlext_20140520_6076_6360.csv | 285
v5 | Full | 3 | 42194az_dlext_20140521_6361_6672.csv | F:\UPOD\Cell_DLE\CSV_files_raw_nieuwe_structuur\2014\sap2_94\m05 | F:\UPOD\Cell_DLE\CSV_files_raw_nieuwe_structuur\2014\sap2_94\m05\42194az_dlext_20140521_6361_6672.csv | 312
v5 | Full | 3 | 42194az_dlext_20140522_6673_6935.csv | F:\UPOD\Cell_DLE\CSV_files_raw_nieuwe_structuur\2014\sap2_94\m05 | F:\UPOD\Cell_DLE\CSV_files_raw_nieuwe_structuur\2014\sap2_94\m05\42194az_dlext_20140522_6673_6935.csv | 263
v5 | Full | 3 | 42194az_dlext_20140523_6936_7192.csv | F:\UPOD\Cell_DLE\CSV_files_raw_nieuwe_structuur\2014\sap2_94\m05 | F:\UPOD\Cell_DLE\CSV_files_raw_nieuwe_structuur\2014\sap2_94\m05\42194az_dlext_20140523_6936_7192.csv | 257
v5 | Full | 3 | 42194az_dlext_20140524_7193_7290.csv | F:\UPOD\Cell_DLE\CSV_files_raw_nieuwe_structuur\2014\sap2_94\m05 | F:\UPOD\Cell_DLE\CSV_files_raw_nieuwe_structuur\2014\sap2_94\m05\42194az_dlext_20140524_7193_7290.csv | 98
v5 | Full | 3 | 42194az_dlext_20140525_7291_7392.csv | F:\UPOD\Cell_DLE\CSV_files_raw_nieuwe_structuur\2014\sap2_94\m05 | F:\UPOD\Cell_DLE\CSV_files_raw_nieuwe_structuur\2014\sap2_94\m05\42194az_dlext_20140525_7291_7392.csv | 102
v5 | Full | 3 | 42194az_dlext_20140526_7393_7751.csv | F:\UPOD\Cell_DLE\CSV_files_raw_nieuwe_structuur\2014\sap2_94\m05 | F:\UPOD\Cell_DLE\CSV_files_raw_nieuwe_structuur\2014\sap2_94\m05\42194az_dlext_20140526_7393_7751.csv | 359
v5 | Full | 3 | 42194az_dlext_20140527_7752_8017.csv | F:\UPOD\Cell_DLE\CSV_files_raw_nieuwe_structuur\2014\sap2_94\m05 | F:\UPOD\Cell_DLE\CSV_files_raw_nieuwe_structuur\2014\sap2_94\m05\42194az_dlext_20140527_7752_8017.csv | 266
v5 | Full | 3 | 42194az_dlext_20140528_8018_8314.csv | F:\UPOD\Cell_DLE\CSV_files_raw_nieuwe_structuur\2014\sap2_94\m05 | F:\UPOD\Cell_DLE\CSV_files_raw_nieuwe_structuur\2014\sap2_94\m05\42194az_dlext_20140528_8018_8314.csv | 297
v5 | Full | 3 | 42194az_dlext_20140529_8315_8441.csv | F:\UPOD\Cell_DLE\CSV_files_raw_nieuwe_structuur\2014\sap2_94\m05 | F:\UPOD\Cell_DLE\CSV_files_raw_nieuwe_structuur\2014\sap2_94\m05\42194az_dlext_20140529_8315_8441.csv | 127
v5 | Full | 3 | 42194az_dlext_20140530_8442_8567.csv | F:\UPOD\Cell_DLE\CSV_files_raw_nieuwe_structuur\2014\sap2_94\m05 | F:\UPOD\Cell_DLE\CSV_files_raw_nieuwe_structuur\2014\sap2_94\m05\42194az_dlext_20140530_8442_8567.csv | 126
v5 | Full | 3 | 42194az_dlext_20140531_8568_8668.csv | F:\UPOD\Cell_DLE\CSV_files_raw_nieuwe_structuur\2014\sap2_94\m05 | F:\UPOD\Cell_DLE\CSV_files_raw_nieuwe_structuur\2014\sap2_94\m05\42194az_dlext_20140531_8568_8668.csv | 101
v5 | Full | 3 | 42194az_dlext_20140601_8669_8815.csv | F:\UPOD\Cell_DLE\CSV_files_raw_nieuwe_structuur\2014\sap2_94\m06 | F:\UPOD\Cell_DLE\CSV_files_raw_nieuwe_structuur\2014\sap2_94\m06\42194az_dlext_20140601_8669_8815.csv | 147
v5 | Full | 3 | 42194az_dlext_20140602_8816_9086.csv | F:\UPOD\Cell_DLE\CSV_files_raw_nieuwe_structuur\2014\sap2_94\m06 | F:\UPOD\Cell_DLE\CSV_files_raw_nieuwe_structuur\2014\sap2_94\m06\42194az_dlext_20140602_8816_9086.csv | 271
v5 | Full | 3 | 42194az_dlext_20140603_9087_9351.csv | F:\UPOD\Cell_DLE\CSV_files_raw_nieuwe_structuur\2014\sap2_94\m06 | F:\UPOD\Cell_DLE\CSV_files_raw_nieuwe_structuur\2014\sap2_94\m06\42194az_dlext_20140603_9087_9351.csv | 265
v5 | Full | 3 | 42194az_dlext_20140604_9352_9625.csv | F:\UPOD\Cell_DLE\CSV_files_raw_nieuwe_structuur\2014\sap2_94\m06 | F:\UPOD\Cell_DLE\CSV_files_raw_nieuwe_structuur\2014\sap2_94\m06\42194az_dlext_20140604_9352_9625.csv | 274
v5 | Full | 3 | 42194az_dlext_20140605_9626_0003.csv | F:\UPOD\Cell_DLE\CSV_files_raw_nieuwe_structuur\2014\sap2_94\m06 | F:\UPOD\Cell_DLE\CSV_files_raw_nieuwe_structuur\2014\sap2_94\m06\42194az_dlext_20140605_9626_0003.csv | 378
v5 | Full | 3 | 42194az_dlext_20140606_0004_0296.csv | F:\UPOD\Cell_DLE\CSV_files_raw_nieuwe_structuur\2014\sap2_94\m06 | F:\UPOD\Cell_DLE\CSV_files_raw_nieuwe_structuur\2014\sap2_94\m06\42194az_dlext_20140606_0004_0296.csv | 293
v5 | Full | 3 | 42194az_dlext_20140607_0297_0408.csv | F:\UPOD\Cell_DLE\CSV_files_raw_nieuwe_structuur\2014\sap2_94\m06 | F:\UPOD\Cell_DLE\CSV_files_raw_nieuwe_structuur\2014\sap2_94\m06\42194az_dlext_20140607_0297_0408.csv | 112
v5 | Full | 3 | 42194az_dlext_20140608_0409_0525.csv | F:\UPOD\Cell_DLE\CSV_files_raw_nieuwe_structuur\2014\sap2_94\m06 | F:\UPOD\Cell_DLE\CSV_files_raw_nieuwe_structuur\2014\sap2_94\m06\42194az_dlext_20140608_0409_0525.csv | 117
v5 | Full | 3 | 42194az_dlext_20140609_0526_0656.csv | F:\UPOD\Cell_DLE\CSV_files_raw_nieuwe_structuur\2014\sap2_94\m06 | F:\UPOD\Cell_DLE\CSV_files_raw_nieuwe_structuur\2014\sap2_94\m06\42194az_dlext_20140609_0526_0656.csv | 131
v5 | Full | 3 | 42194az_dlext_20140610_0657_0944.csv | F:\UPOD\Cell_DLE\CSV_files_raw_nieuwe_structuur\2014\sap2_94\m06 | F:\UPOD\Cell_DLE\CSV_files_raw_nieuwe_structuur\2014\sap2_94\m06\42194az_dlext_20140610_0657_0944.csv | 288
v5 | Full | 3 | 42194az_dlext_20140611_0945_1206.csv | F:\UPOD\Cell_DLE\CSV_files_raw_nieuwe_structuur\2014\sap2_94\m06 | F:\UPOD\Cell_DLE\CSV_files_raw_nieuwe_structuur\2014\sap2_94\m06\42194az_dlext_20140611_0945_1206.csv | 262
v5 | Full | 3 | 42194az_dlext_20140612_1207_1470.csv | F:\UPOD\Cell_DLE\CSV_files_raw_nieuwe_structuur\2014\sap2_94\m06 | F:\UPOD\Cell_DLE\CSV_files_raw_nieuwe_structuur\2014\sap2_94\m06\42194az_dlext_20140612_1207_1470.csv | 264
v5 | Full | 3 | 42194az_dlext_20140613_1471_1709.csv | F:\UPOD\Cell_DLE\CSV_files_raw_nieuwe_structuur\2014\sap2_94\m06 | F:\UPOD\Cell_DLE\CSV_files_raw_nieuwe_structuur\2014\sap2_94\m06\42194az_dlext_20140613_1471_1709.csv | 239
v5 | Full | 3 | 42194az_dlext_20140614_1710_1793.csv | F:\UPOD\Cell_DLE\CSV_files_raw_nieuwe_structuur\2014\sap2_94\m06 | F:\UPOD\Cell_DLE\CSV_files_raw_nieuwe_structuur\2014\sap2_94\m06\42194az_dlext_20140614_1710_1793.csv | 84
v5 | Full | 3 | 42194az_dlext_20140615_1794_1889.csv | F:\UPOD\Cell_DLE\CSV_files_raw_nieuwe_structuur\2014\sap2_94\m06 | F:\UPOD\Cell_DLE\CSV_files_raw_nieuwe_structuur\2014\sap2_94\m06\42194az_dlext_20140615_1794_1889.csv | 96
v5 | Full | 3 | 42194az_dlext_20140616_1890_2221.csv | F:\UPOD\Cell_DLE\CSV_files_raw_nieuwe_structuur\2014\sap2_94\m06 | F:\UPOD\Cell_DLE\CSV_files_raw_nieuwe_structuur\2014\sap2_94\m06\42194az_dlext_20140616_1890_2221.csv | 332
v5 | Full | 3 | 42194az_dlext_20140617_2222_2405.csv | F:\UPOD\Cell_DLE\CSV_files_raw_nieuwe_structuur\2014\sap2_94\m06 | F:\UPOD\Cell_DLE\CSV_files_raw_nieuwe_structuur\2014\sap2_94\m06\42194az_dlext_20140617_2222_2405.csv | 184
v5 | Full | 3 | 42194az_dlext_20140618_2406_2626.csv | F:\UPOD\Cell_DLE\CSV_files_raw_nieuwe_structuur\2014\sap2_94\m06 | F:\UPOD\Cell_DLE\CSV_files_raw_nieuwe_structuur\2014\sap2_94\m06\42194az_dlext_20140618_2406_2626.csv | 221
v5 | Full | 3 | 42194az_dlext_20140619_2627_2978.csv | F:\UPOD\Cell_DLE\CSV_files_raw_nieuwe_structuur\2014\sap2_94\m06 | F:\UPOD\Cell_DLE\CSV_files_raw_nieuwe_structuur\2014\sap2_94\m06\42194az_dlext_20140619_2627_2978.csv | 352
v5 | Full | 3 | 42194az_dlext_20140620_2979_3223.csv | F:\UPOD\Cell_DLE\CSV_files_raw_nieuwe_structuur\2014\sap2_94\m06 | F:\UPOD\Cell_DLE\CSV_files_raw_nieuwe_structuur\2014\sap2_94\m06\42194az_dlext_20140620_2979_3223.csv | 245
v5 | Full | 3 | 42194az_dlext_20140621_3224_3329.csv | F:\UPOD\Cell_DLE\CSV_files_raw_nieuwe_structuur\2014\sap2_94\m06 | F:\UPOD\Cell_DLE\CSV_files_raw_nieuwe_structuur\2014\sap2_94\m06\42194az_dlext_20140621_3224_3329.csv | 106
v5 | Full | 3 | 42194az_dlext_20140622_3330_3448.csv | F:\UPOD\Cell_DLE\CSV_files_raw_nieuwe_structuur\2014\sap2_94\m06 | F:\UPOD\Cell_DLE\CSV_files_raw_nieuwe_structuur\2014\sap2_94\m06\42194az_dlext_20140622_3330_3448.csv | 119
v5 | Full | 3 | 42194az_dlext_20140623_3449_3749.csv | F:\UPOD\Cell_DLE\CSV_files_raw_nieuwe_structuur\2014\sap2_94\m06 | F:\UPOD\Cell_DLE\CSV_files_raw_nieuwe_structuur\2014\sap2_94\m06\42194az_dlext_20140623_3449_3749.csv | 301
v5 | Full | 3 | 42194az_dlext_20140624_3750_4034.csv | F:\UPOD\Cell_DLE\CSV_files_raw_nieuwe_structuur\2014\sap2_94\m06 | F:\UPOD\Cell_DLE\CSV_files_raw_nieuwe_structuur\2014\sap2_94\m06\42194az_dlext_20140624_3750_4034.csv | 285
v5 | Full | 3 | 42194az_dlext_20140625_4035_4346.csv | F:\UPOD\Cell_DLE\CSV_files_raw_nieuwe_structuur\2014\sap2_94\m06 | F:\UPOD\Cell_DLE\CSV_files_raw_nieuwe_structuur\2014\sap2_94\m06\42194az_dlext_20140625_4035_4346.csv | 312
v5 | Full | 3 | 42194az_dlext_20140626_4347_4649.csv | F:\UPOD\Cell_DLE\CSV_files_raw_nieuwe_structuur\2014\sap2_94\m06 | F:\UPOD\Cell_DLE\CSV_files_raw_nieuwe_structuur\2014\sap2_94\m06\42194az_dlext_20140626_4347_4649.csv | 303
v5 | Full | 3 | 42194az_dlext_20140627_4650_4895.csv | F:\UPOD\Cell_DLE\CSV_files_raw_nieuwe_structuur\2014\sap2_94\m06 | F:\UPOD\Cell_DLE\CSV_files_raw_nieuwe_structuur\2014\sap2_94\m06\42194az_dlext_20140627_4650_4895.csv | 246
v5 | Full | 3 | 42194az_dlext_20140628_4896_5024.csv | F:\UPOD\Cell_DLE\CSV_files_raw_nieuwe_structuur\2014\sap2_94\m06 | F:\UPOD\Cell_DLE\CSV_files_raw_nieuwe_structuur\2014\sap2_94\m06\42194az_dlext_20140628_4896_5024.csv | 129
v5 | Full | 3 | 42194az_dlext_20140629_5025_5142.csv | F:\UPOD\Cell_DLE\CSV_files_raw_nieuwe_structuur\2014\sap2_94\m06 | F:\UPOD\Cell_DLE\CSV_files_raw_nieuwe_structuur\2014\sap2_94\m06\42194az_dlext_20140629_5025_5142.csv | 118
v5 | Full | 3 | 42194az_dlext_20140630_5143_5390.csv | F:\UPOD\Cell_DLE\CSV_files_raw_nieuwe_structuur\2014\sap2_94\m06 | F:\UPOD\Cell_DLE\CSV_files_raw_nieuwe_structuur\2014\sap2_94\m06\42194az_dlext_20140630_5143_5390.csv | 248
v5 | Full | 3 | 42194az_dlext_20140701_5391_5644.csv | F:\UPOD\Cell_DLE\CSV_files_raw_nieuwe_structuur\2014\sap2_94\m07 | F:\UPOD\Cell_DLE\CSV_files_raw_nieuwe_structuur\2014\sap2_94\m07\42194az_dlext_20140701_5391_5644.csv | 254
v5 | Full | 3 | 42194az_dlext_20140702_5645_5940.csv | F:\UPOD\Cell_DLE\CSV_files_raw_nieuwe_structuur\2014\sap2_94\m07 | F:\UPOD\Cell_DLE\CSV_files_raw_nieuwe_structuur\2014\sap2_94\m07\42194az_dlext_20140702_5645_5940.csv | 296
v5 | Full | 3 | 42194az_dlext_20140703_5941_6270.csv | F:\UPOD\Cell_DLE\CSV_files_raw_nieuwe_structuur\2014\sap2_94\m07 | F:\UPOD\Cell_DLE\CSV_files_raw_nieuwe_structuur\2014\sap2_94\m07\42194az_dlext_20140703_5941_6270.csv | 330
v5 | Full | 3 | 42194az_dlext_20140704_6271_6523.csv | F:\UPOD\Cell_DLE\CSV_files_raw_nieuwe_structuur\2014\sap2_94\m07 | F:\UPOD\Cell_DLE\CSV_files_raw_nieuwe_structuur\2014\sap2_94\m07\42194az_dlext_20140704_6271_6523.csv | 253
v5 | Full | 3 | 42194az_dlext_20140705_6524_6611.csv | F:\UPOD\Cell_DLE\CSV_files_raw_nieuwe_structuur\2014\sap2_94\m07 | F:\UPOD\Cell_DLE\CSV_files_raw_nieuwe_structuur\2014\sap2_94\m07\42194az_dlext_20140705_6524_6611.csv | 88
v5 | Full | 3 | 42194az_dlext_20140706_6612_6732.csv | F:\UPOD\Cell_DLE\CSV_files_raw_nieuwe_structuur\2014\sap2_94\m07 | F:\UPOD\Cell_DLE\CSV_files_raw_nieuwe_structuur\2014\sap2_94\m07\42194az_dlext_20140706_6612_6732.csv | 121
v5 | Full | 3 | 42194az_dlext_20140707_6733_6988.csv | F:\UPOD\Cell_DLE\CSV_files_raw_nieuwe_structuur\2014\sap2_94\m07 | F:\UPOD\Cell_DLE\CSV_files_raw_nieuwe_structuur\2014\sap2_94\m07\42194az_dlext_20140707_6733_6988.csv | 256
v5 | Full | 3 | 42194az_dlext_20140708_6989_7322.csv | F:\UPOD\Cell_DLE\CSV_files_raw_nieuwe_structuur\2014\sap2_94\m07 | F:\UPOD\Cell_DLE\CSV_files_raw_nieuwe_structuur\2014\sap2_94\m07\42194az_dlext_20140708_6989_7322.csv | 334
v5 | Full | 3 | 42194az_dlext_20140709_7323_7598.csv | F:\UPOD\Cell_DLE\CSV_files_raw_nieuwe_structuur\2014\sap2_94\m07 | F:\UPOD\Cell_DLE\CSV_files_raw_nieuwe_structuur\2014\sap2_94\m07\42194az_dlext_20140709_7323_7598.csv | 276
v5 | Full | 3 | 42194az_dlext_20140710_7599_7788.csv | F:\UPOD\Cell_DLE\CSV_files_raw_nieuwe_structuur\2014\sap2_94\m07 | F:\UPOD\Cell_DLE\CSV_files_raw_nieuwe_structuur\2014\sap2_94\m07\42194az_dlext_20140710_7599_7788.csv | 190
v5 | Full | 3 | 42194az_dlext_20140711_7789_8037.csv | F:\UPOD\Cell_DLE\CSV_files_raw_nieuwe_structuur\2014\sap2_94\m07 | F:\UPOD\Cell_DLE\CSV_files_raw_nieuwe_structuur\2014\sap2_94\m07\42194az_dlext_20140711_7789_8037.csv | 249
v5 | Full | 3 | 42194az_dlext_20140712_8038_8165.csv | F:\UPOD\Cell_DLE\CSV_files_raw_nieuwe_structuur\2014\sap2_94\m07 | F:\UPOD\Cell_DLE\CSV_files_raw_nieuwe_structuur\2014\sap2_94\m07\42194az_dlext_20140712_8038_8165.csv | 128
v5 | Full | 3 | 42194az_dlext_20140713_8166_8274.csv | F:\UPOD\Cell_DLE\CSV_files_raw_nieuwe_structuur\2014\sap2_94\m07 | F:\UPOD\Cell_DLE\CSV_files_raw_nieuwe_structuur\2014\sap2_94\m07\42194az_dlext_20140713_8166_8274.csv | 109
v5 | Full | 3 | 42194az_dlext_20140714_8275_8606.csv | F:\UPOD\Cell_DLE\CSV_files_raw_nieuwe_structuur\2014\sap2_94\m07 | F:\UPOD\Cell_DLE\CSV_files_raw_nieuwe_structuur\2014\sap2_94\m07\42194az_dlext_20140714_8275_8606.csv | 332
v5 | Full | 3 | 42194az_dlext_20140715_8607_8859.csv | F:\UPOD\Cell_DLE\CSV_files_raw_nieuwe_structuur\2014\sap2_94\m07 | F:\UPOD\Cell_DLE\CSV_files_raw_nieuwe_structuur\2014\sap2_94\m07\42194az_dlext_20140715_8607_8859.csv | 253
v5 | Full | 3 | 42194az_dlext_20140716_8860_9097.csv | F:\UPOD\Cell_DLE\CSV_files_raw_nieuwe_structuur\2014\sap2_94\m07 | F:\UPOD\Cell_DLE\CSV_files_raw_nieuwe_structuur\2014\sap2_94\m07\42194az_dlext_20140716_8860_9097.csv | 238
v5 | Full | 3 | 42194az_dlext_20140717_9098_9386.csv | F:\UPOD\Cell_DLE\CSV_files_raw_nieuwe_structuur\2014\sap2_94\m07 | F:\UPOD\Cell_DLE\CSV_files_raw_nieuwe_structuur\2014\sap2_94\m07\42194az_dlext_20140717_9098_9386.csv | 289
v5 | Full | 3 | 42194az_dlext_20140718_9387_9603.csv | F:\UPOD\Cell_DLE\CSV_files_raw_nieuwe_structuur\2014\sap2_94\m07 | F:\UPOD\Cell_DLE\CSV_files_raw_nieuwe_structuur\2014\sap2_94\m07\42194az_dlext_20140718_9387_9603.csv | 217
v5 | Full | 3 | 42194az_dlext_20140719_9604_9719.csv | F:\UPOD\Cell_DLE\CSV_files_raw_nieuwe_structuur\2014\sap2_94\m07 | F:\UPOD\Cell_DLE\CSV_files_raw_nieuwe_structuur\2014\sap2_94\m07\42194az_dlext_20140719_9604_9719.csv | 116
v5 | Full | 3 | 42194az_dlext_20140720_9720_9826.csv | F:\UPOD\Cell_DLE\CSV_files_raw_nieuwe_structuur\2014\sap2_94\m07 | F:\UPOD\Cell_DLE\CSV_files_raw_nieuwe_structuur\2014\sap2_94\m07\42194az_dlext_20140720_9720_9826.csv | 107
v5 | Full | 3 | 42194az_dlext_20140721_9827_0101.csv | F:\UPOD\Cell_DLE\CSV_files_raw_nieuwe_structuur\2014\sap2_94\m07 | F:\UPOD\Cell_DLE\CSV_files_raw_nieuwe_structuur\2014\sap2_94\m07\42194az_dlext_20140721_9827_0101.csv | 275
v5 | Full | 3 | 42194az_dlext_20140722_0102_0368.csv | F:\UPOD\Cell_DLE\CSV_files_raw_nieuwe_structuur\2014\sap2_94\m07 | F:\UPOD\Cell_DLE\CSV_files_raw_nieuwe_structuur\2014\sap2_94\m07\42194az_dlext_20140722_0102_0368.csv | 267
v5 | Full | 3 | 42194az_dlext_20140723_0369_0694.csv | F:\UPOD\Cell_DLE\CSV_files_raw_nieuwe_structuur\2014\sap2_94\m07 | F:\UPOD\Cell_DLE\CSV_files_raw_nieuwe_structuur\2014\sap2_94\m07\42194az_dlext_20140723_0369_0694.csv | 326
v5 | Full | 3 | 42194az_dlext_20140724_0695_0968.csv | F:\UPOD\Cell_DLE\CSV_files_raw_nieuwe_structuur\2014\sap2_94\m07 | F:\UPOD\Cell_DLE\CSV_files_raw_nieuwe_structuur\2014\sap2_94\m07\42194az_dlext_20140724_0695_0968.csv | 274
v5 | Full | 3 | 42194az_dlext_20140725_0969_1196.csv | F:\UPOD\Cell_DLE\CSV_files_raw_nieuwe_structuur\2014\sap2_94\m07 | F:\UPOD\Cell_DLE\CSV_files_raw_nieuwe_structuur\2014\sap2_94\m07\42194az_dlext_20140725_0969_1196.csv | 228
v5 | Full | 3 | 42194az_dlext_20140726_1197_1293.csv | F:\UPOD\Cell_DLE\CSV_files_raw_nieuwe_structuur\2014\sap2_94\m07 | F:\UPOD\Cell_DLE\CSV_files_raw_nieuwe_structuur\2014\sap2_94\m07\42194az_dlext_20140726_1197_1293.csv | 97
v5 | Full | 3 | 42194az_dlext_20140727_1294_1384.csv | F:\UPOD\Cell_DLE\CSV_files_raw_nieuwe_structuur\2014\sap2_94\m07 | F:\UPOD\Cell_DLE\CSV_files_raw_nieuwe_structuur\2014\sap2_94\m07\42194az_dlext_20140727_1294_1384.csv | 91
v5 | Full | 3 | 42194az_dlext_20140728_1385_1673.csv | F:\UPOD\Cell_DLE\CSV_files_raw_nieuwe_structuur\2014\sap2_94\m07 | F:\UPOD\Cell_DLE\CSV_files_raw_nieuwe_structuur\2014\sap2_94\m07\42194az_dlext_20140728_1385_1673.csv | 289
v5 | Full | 3 | 42194az_dlext_20140729_1674_1893.csv | F:\UPOD\Cell_DLE\CSV_files_raw_nieuwe_structuur\2014\sap2_94\m07 | F:\UPOD\Cell_DLE\CSV_files_raw_nieuwe_structuur\2014\sap2_94\m07\42194az_dlext_20140729_1674_1893.csv | 220
v5 | Full | 3 | 42194az_dlext_20140730_1894_2101.csv | F:\UPOD\Cell_DLE\CSV_files_raw_nieuwe_structuur\2014\sap2_94\m07 | F:\UPOD\Cell_DLE\CSV_files_raw_nieuwe_structuur\2014\sap2_94\m07\42194az_dlext_20140730_1894_2101.csv | 208
v5 | Full | 3 | 42194az_dlext_20140731_2102_2329.csv | F:\UPOD\Cell_DLE\CSV_files_raw_nieuwe_structuur\2014\sap2_94\m07 | F:\UPOD\Cell_DLE\CSV_files_raw_nieuwe_structuur\2014\sap2_94\m07\42194az_dlext_20140731_2102_2329.csv | 228
v5 | Full | 3 | 42194az_dlext_20140801_2330_2604.csv | F:\UPOD\Cell_DLE\CSV_files_raw_nieuwe_structuur\2014\sap2_94\m08 | F:\UPOD\Cell_DLE\CSV_files_raw_nieuwe_structuur\2014\sap2_94\m08\42194az_dlext_20140801_2330_2604.csv | 275
v5 | Full | 3 | 42194az_dlext_20140802_2605_2730.csv | F:\UPOD\Cell_DLE\CSV_files_raw_nieuwe_structuur\2014\sap2_94\m08 | F:\UPOD\Cell_DLE\CSV_files_raw_nieuwe_structuur\2014\sap2_94\m08\42194az_dlext_20140802_2605_2730.csv | 126
v5 | Full | 3 | 42194az_dlext_20140803_2731_2845.csv | F:\UPOD\Cell_DLE\CSV_files_raw_nieuwe_structuur\2014\sap2_94\m08 | F:\UPOD\Cell_DLE\CSV_files_raw_nieuwe_structuur\2014\sap2_94\m08\42194az_dlext_20140803_2731_2845.csv | 115
v5 | Full | 3 | 42194az_dlext_20140804_2846_3093.csv | F:\UPOD\Cell_DLE\CSV_files_raw_nieuwe_structuur\2014\sap2_94\m08 | F:\UPOD\Cell_DLE\CSV_files_raw_nieuwe_structuur\2014\sap2_94\m08\42194az_dlext_20140804_2846_3093.csv | 248
v5 | Full | 3 | 42194az_dlext_20140805_3094_3310.csv | F:\UPOD\Cell_DLE\CSV_files_raw_nieuwe_structuur\2014\sap2_94\m08 | F:\UPOD\Cell_DLE\CSV_files_raw_nieuwe_structuur\2014\sap2_94\m08\42194az_dlext_20140805_3094_3310.csv | 217
v5 | Full | 3 | 42194az_dlext_20140806_3311_3548.csv | F:\UPOD\Cell_DLE\CSV_files_raw_nieuwe_structuur\2014\sap2_94\m08 | F:\UPOD\Cell_DLE\CSV_files_raw_nieuwe_structuur\2014\sap2_94\m08\42194az_dlext_20140806_3311_3548.csv | 238
v5 | Full | 3 | 42194az_dlext_20140807_3549_3798.csv | F:\UPOD\Cell_DLE\CSV_files_raw_nieuwe_structuur\2014\sap2_94\m08 | F:\UPOD\Cell_DLE\CSV_files_raw_nieuwe_structuur\2014\sap2_94\m08\42194az_dlext_20140807_3549_3798.csv | 250
v5 | Full | 3 | 42194az_dlext_20140808_3799_4016.csv | F:\UPOD\Cell_DLE\CSV_files_raw_nieuwe_structuur\2014\sap2_94\m08 | F:\UPOD\Cell_DLE\CSV_files_raw_nieuwe_structuur\2014\sap2_94\m08\42194az_dlext_20140808_3799_4016.csv | 218
v5 | Full | 3 | 42194az_dlext_20140809_4017_4136.csv | F:\UPOD\Cell_DLE\CSV_files_raw_nieuwe_structuur\2014\sap2_94\m08 | F:\UPOD\Cell_DLE\CSV_files_raw_nieuwe_structuur\2014\sap2_94\m08\42194az_dlext_20140809_4017_4136.csv | 120
v5 | Full | 3 | 42194az_dlext_20140810_4137_4250.csv | F:\UPOD\Cell_DLE\CSV_files_raw_nieuwe_structuur\2014\sap2_94\m08 | F:\UPOD\Cell_DLE\CSV_files_raw_nieuwe_structuur\2014\sap2_94\m08\42194az_dlext_20140810_4137_4250.csv | 114
v5 | Full | 3 | 42194az_dlext_20140811_4251_4513.csv | F:\UPOD\Cell_DLE\CSV_files_raw_nieuwe_structuur\2014\sap2_94\m08 | F:\UPOD\Cell_DLE\CSV_files_raw_nieuwe_structuur\2014\sap2_94\m08\42194az_dlext_20140811_4251_4513.csv | 263
v5 | Full | 3 | 42194az_dlext_20140812_4514_4735.csv | F:\UPOD\Cell_DLE\CSV_files_raw_nieuwe_structuur\2014\sap2_94\m08 | F:\UPOD\Cell_DLE\CSV_files_raw_nieuwe_structuur\2014\sap2_94\m08\42194az_dlext_20140812_4514_4735.csv | 222
v5 | Full | 3 | 42194az_dlext_20140813_4736_4966.csv | F:\UPOD\Cell_DLE\CSV_files_raw_nieuwe_structuur\2014\sap2_94\m08 | F:\UPOD\Cell_DLE\CSV_files_raw_nieuwe_structuur\2014\sap2_94\m08\42194az_dlext_20140813_4736_4966.csv | 231
v5 | Full | 3 | 42194az_dlext_20140814_4967_5234.csv | F:\UPOD\Cell_DLE\CSV_files_raw_nieuwe_structuur\2014\sap2_94\m08 | F:\UPOD\Cell_DLE\CSV_files_raw_nieuwe_structuur\2014\sap2_94\m08\42194az_dlext_20140814_4967_5234.csv | 268
v5 | Full | 3 | 42194az_dlext_20140815_5235_5475.csv | F:\UPOD\Cell_DLE\CSV_files_raw_nieuwe_structuur\2014\sap2_94\m08 | F:\UPOD\Cell_DLE\CSV_files_raw_nieuwe_structuur\2014\sap2_94\m08\42194az_dlext_20140815_5235_5475.csv | 241
v5 | Full | 3 | 42194az_dlext_20140816_5476_5585.csv | F:\UPOD\Cell_DLE\CSV_files_raw_nieuwe_structuur\2014\sap2_94\m08 | F:\UPOD\Cell_DLE\CSV_files_raw_nieuwe_structuur\2014\sap2_94\m08\42194az_dlext_20140816_5476_5585.csv | 110
v5 | Full | 3 | 42194az_dlext_20140817_5586_5698.csv | F:\UPOD\Cell_DLE\CSV_files_raw_nieuwe_structuur\2014\sap2_94\m08 | F:\UPOD\Cell_DLE\CSV_files_raw_nieuwe_structuur\2014\sap2_94\m08\42194az_dlext_20140817_5586_5698.csv | 113
v5 | Full | 3 | 42194az_dlext_20140818_5699_5906.csv | F:\UPOD\Cell_DLE\CSV_files_raw_nieuwe_structuur\2014\sap2_94\m08 | F:\UPOD\Cell_DLE\CSV_files_raw_nieuwe_structuur\2014\sap2_94\m08\42194az_dlext_20140818_5699_5906.csv | 208
v5 | Full | 3 | 42194az_dlext_20140819_5907_6175.csv | F:\UPOD\Cell_DLE\CSV_files_raw_nieuwe_structuur\2014\sap2_94\m08 | F:\UPOD\Cell_DLE\CSV_files_raw_nieuwe_structuur\2014\sap2_94\m08\42194az_dlext_20140819_5907_6175.csv | 269
v5 | Full | 3 | 42194az_dlext_20140820_6176_6419.csv | F:\UPOD\Cell_DLE\CSV_files_raw_nieuwe_structuur\2014\sap2_94\m08 | F:\UPOD\Cell_DLE\CSV_files_raw_nieuwe_structuur\2014\sap2_94\m08\42194az_dlext_20140820_6176_6419.csv | 244
v5 | Full | 3 | 42194az_dlext_20140821_6420_6701.csv | F:\UPOD\Cell_DLE\CSV_files_raw_nieuwe_structuur\2014\sap2_94\m08 | F:\UPOD\Cell_DLE\CSV_files_raw_nieuwe_structuur\2014\sap2_94\m08\42194az_dlext_20140821_6420_6701.csv | 282
v5 | Full | 3 | 42194az_dlext_20140822_6702_6914.csv | F:\UPOD\Cell_DLE\CSV_files_raw_nieuwe_structuur\2014\sap2_94\m08 | F:\UPOD\Cell_DLE\CSV_files_raw_nieuwe_structuur\2014\sap2_94\m08\42194az_dlext_20140822_6702_6914.csv | 213
v5 | Full | 3 | 42194az_dlext_20140823_6915_7015.csv | F:\UPOD\Cell_DLE\CSV_files_raw_nieuwe_structuur\2014\sap2_94\m08 | F:\UPOD\Cell_DLE\CSV_files_raw_nieuwe_structuur\2014\sap2_94\m08\42194az_dlext_20140823_6915_7015.csv | 101
v5 | Full | 3 | 42194az_dlext_20140824_7016_7142.csv | F:\UPOD\Cell_DLE\CSV_files_raw_nieuwe_structuur\2014\sap2_94\m08 | F:\UPOD\Cell_DLE\CSV_files_raw_nieuwe_structuur\2014\sap2_94\m08\42194az_dlext_20140824_7016_7142.csv | 127
v5 | Full | 3 | 42194az_dlext_20140825_7143_7471.csv | F:\UPOD\Cell_DLE\CSV_files_raw_nieuwe_structuur\2014\sap2_94\m08 | F:\UPOD\Cell_DLE\CSV_files_raw_nieuwe_structuur\2014\sap2_94\m08\42194az_dlext_20140825_7143_7471.csv | 329
v5 | Full | 3 | 42194az_dlext_20140826_7472_7697.csv | F:\UPOD\Cell_DLE\CSV_files_raw_nieuwe_structuur\2014\sap2_94\m08 | F:\UPOD\Cell_DLE\CSV_files_raw_nieuwe_structuur\2014\sap2_94\m08\42194az_dlext_20140826_7472_7697.csv | 226
v5 | Full | 3 | 42194az_dlext_20140827_7698_7902.csv | F:\UPOD\Cell_DLE\CSV_files_raw_nieuwe_structuur\2014\sap2_94\m08 | F:\UPOD\Cell_DLE\CSV_files_raw_nieuwe_structuur\2014\sap2_94\m08\42194az_dlext_20140827_7698_7902.csv | 205
v5 | Full | 3 | 42194az_dlext_20140828_7903_8123.csv | F:\UPOD\Cell_DLE\CSV_files_raw_nieuwe_structuur\2014\sap2_94\m08 | F:\UPOD\Cell_DLE\CSV_files_raw_nieuwe_structuur\2014\sap2_94\m08\42194az_dlext_20140828_7903_8123.csv | 221
v5 | Full | 3 | 42194az_dlext_20140829_8124_8405.csv | F:\UPOD\Cell_DLE\CSV_files_raw_nieuwe_structuur\2014\sap2_94\m08 | F:\UPOD\Cell_DLE\CSV_files_raw_nieuwe_structuur\2014\sap2_94\m08\42194az_dlext_20140829_8124_8405.csv | 282
v5 | Full | 3 | 42194az_dlext_20140830_8406_8505.csv | F:\UPOD\Cell_DLE\CSV_files_raw_nieuwe_structuur\2014\sap2_94\m08 | F:\UPOD\Cell_DLE\CSV_files_raw_nieuwe_structuur\2014\sap2_94\m08\42194az_dlext_20140830_8406_8505.csv | 100
v5 | Full | 3 | 42194az_dlext_20140831_8506_8612.csv | F:\UPOD\Cell_DLE\CSV_files_raw_nieuwe_structuur\2014\sap2_94\m08 | F:\UPOD\Cell_DLE\CSV_files_raw_nieuwe_structuur\2014\sap2_94\m08\42194az_dlext_20140831_8506_8612.csv | 107
v5 | Full | 3 | 42194az_dlext_20140901_8613_8902.csv | F:\UPOD\Cell_DLE\CSV_files_raw_nieuwe_structuur\2014\sap2_94\m09 | F:\UPOD\Cell_DLE\CSV_files_raw_nieuwe_structuur\2014\sap2_94\m09\42194az_dlext_20140901_8613_8902.csv | 290
v5 | Full | 3 | 42194az_dlext_20140902_8903_9230.csv | F:\UPOD\Cell_DLE\CSV_files_raw_nieuwe_structuur\2014\sap2_94\m09 | F:\UPOD\Cell_DLE\CSV_files_raw_nieuwe_structuur\2014\sap2_94\m09\42194az_dlext_20140902_8903_9230.csv | 328
v5 | Full | 3 | 42194az_dlext_20140903_9231_9494.csv | F:\UPOD\Cell_DLE\CSV_files_raw_nieuwe_structuur\2014\sap2_94\m09 | F:\UPOD\Cell_DLE\CSV_files_raw_nieuwe_structuur\2014\sap2_94\m09\42194az_dlext_20140903_9231_9494.csv | 264
v5 | Full | 3 | 42194az_dlext_20140904_9495_9813.csv | F:\UPOD\Cell_DLE\CSV_files_raw_nieuwe_structuur\2014\sap2_94\m09 | F:\UPOD\Cell_DLE\CSV_files_raw_nieuwe_structuur\2014\sap2_94\m09\42194az_dlext_20140904_9495_9813.csv | 319
v5 | Full | 3 | 42194az_dlext_20140905_9814_0065.csv | F:\UPOD\Cell_DLE\CSV_files_raw_nieuwe_structuur\2014\sap2_94\m09 | F:\UPOD\Cell_DLE\CSV_files_raw_nieuwe_structuur\2014\sap2_94\m09\42194az_dlext_20140905_9814_0065.csv | 252
v5 | Full | 3 | 42194az_dlext_20140906_0066_0192.csv | F:\UPOD\Cell_DLE\CSV_files_raw_nieuwe_structuur\2014\sap2_94\m09 | F:\UPOD\Cell_DLE\CSV_files_raw_nieuwe_structuur\2014\sap2_94\m09\42194az_dlext_20140906_0066_0192.csv | 127
v5 | Full | 3 | 42194az_dlext_20140907_0193_0285.csv | F:\UPOD\Cell_DLE\CSV_files_raw_nieuwe_structuur\2014\sap2_94\m09 | F:\UPOD\Cell_DLE\CSV_files_raw_nieuwe_structuur\2014\sap2_94\m09\42194az_dlext_20140907_0193_0285.csv | 93
v5 | Full | 3 | 42194az_dlext_20140908_0286_0582.csv | F:\UPOD\Cell_DLE\CSV_files_raw_nieuwe_structuur\2014\sap2_94\m09 | F:\UPOD\Cell_DLE\CSV_files_raw_nieuwe_structuur\2014\sap2_94\m09\42194az_dlext_20140908_0286_0582.csv | 297
v5 | Full | 3 | 42194az_dlext_20140909_0583_0819.csv | F:\UPOD\Cell_DLE\CSV_files_raw_nieuwe_structuur\2014\sap2_94\m09 | F:\UPOD\Cell_DLE\CSV_files_raw_nieuwe_structuur\2014\sap2_94\m09\42194az_dlext_20140909_0583_0819.csv | 237
v5 | Full | 3 | 42194az_dlext_20140910_0820_1058.csv | F:\UPOD\Cell_DLE\CSV_files_raw_nieuwe_structuur\2014\sap2_94\m09 | F:\UPOD\Cell_DLE\CSV_files_raw_nieuwe_structuur\2014\sap2_94\m09\42194az_dlext_20140910_0820_1058.csv | 239
v5 | Full | 3 | 42194az_dlext_20140911_1059_1360.csv | F:\UPOD\Cell_DLE\CSV_files_raw_nieuwe_structuur\2014\sap2_94\m09 | F:\UPOD\Cell_DLE\CSV_files_raw_nieuwe_structuur\2014\sap2_94\m09\42194az_dlext_20140911_1059_1360.csv | 302
v5 | Full | 3 | 42194az_dlext_20140912_1361_1592.csv | F:\UPOD\Cell_DLE\CSV_files_raw_nieuwe_structuur\2014\sap2_94\m09 | F:\UPOD\Cell_DLE\CSV_files_raw_nieuwe_structuur\2014\sap2_94\m09\42194az_dlext_20140912_1361_1592.csv | 232
v5 | Full | 3 | 42194az_dlext_20140913_1593_1688.csv | F:\UPOD\Cell_DLE\CSV_files_raw_nieuwe_structuur\2014\sap2_94\m09 | F:\UPOD\Cell_DLE\CSV_files_raw_nieuwe_structuur\2014\sap2_94\m09\42194az_dlext_20140913_1593_1688.csv | 96
v5 | Full | 3 | 42194az_dlext_20140914_1689_1779.csv | F:\UPOD\Cell_DLE\CSV_files_raw_nieuwe_structuur\2014\sap2_94\m09 | F:\UPOD\Cell_DLE\CSV_files_raw_nieuwe_structuur\2014\sap2_94\m09\42194az_dlext_20140914_1689_1779.csv | 91
v5 | Full | 3 | 42194az_dlext_20140915_1780_2073.csv | F:\UPOD\Cell_DLE\CSV_files_raw_nieuwe_structuur\2014\sap2_94\m09 | F:\UPOD\Cell_DLE\CSV_files_raw_nieuwe_structuur\2014\sap2_94\m09\42194az_dlext_20140915_1780_2073.csv | 294
v5 | Full | 3 | 42194az_dlext_20140916_2074_2336.csv | F:\UPOD\Cell_DLE\CSV_files_raw_nieuwe_structuur\2014\sap2_94\m09 | F:\UPOD\Cell_DLE\CSV_files_raw_nieuwe_structuur\2014\sap2_94\m09\42194az_dlext_20140916_2074_2336.csv | 263
v5 | Full | 3 | 42194az_dlext_20140917_2337_2579.csv | F:\UPOD\Cell_DLE\CSV_files_raw_nieuwe_structuur\2014\sap2_94\m09 | F:\UPOD\Cell_DLE\CSV_files_raw_nieuwe_structuur\2014\sap2_94\m09\42194az_dlext_20140917_2337_2579.csv | 243
v5 | Full | 3 | 42194az_dlext_20140918_2580_2856.csv | F:\UPOD\Cell_DLE\CSV_files_raw_nieuwe_structuur\2014\sap2_94\m09 | F:\UPOD\Cell_DLE\CSV_files_raw_nieuwe_structuur\2014\sap2_94\m09\42194az_dlext_20140918_2580_2856.csv | 277
v5 | Full | 3 | 42194az_dlext_20140919_2857_3075.csv | F:\UPOD\Cell_DLE\CSV_files_raw_nieuwe_structuur\2014\sap2_94\m09 | F:\UPOD\Cell_DLE\CSV_files_raw_nieuwe_structuur\2014\sap2_94\m09\42194az_dlext_20140919_2857_3075.csv | 219
v5 | Full | 3 | 42194az_dlext_20140920_3076_3192.csv | F:\UPOD\Cell_DLE\CSV_files_raw_nieuwe_structuur\2014\sap2_94\m09 | F:\UPOD\Cell_DLE\CSV_files_raw_nieuwe_structuur\2014\sap2_94\m09\42194az_dlext_20140920_3076_3192.csv | 117
v5 | Full | 3 | 42194az_dlext_20140921_3193_3290.csv | F:\UPOD\Cell_DLE\CSV_files_raw_nieuwe_structuur\2014\sap2_94\m09 | F:\UPOD\Cell_DLE\CSV_files_raw_nieuwe_structuur\2014\sap2_94\m09\42194az_dlext_20140921_3193_3290.csv | 98
v5 | Full | 3 | 42194az_dlext_20140922_3291_3574.csv | F:\UPOD\Cell_DLE\CSV_files_raw_nieuwe_structuur\2014\sap2_94\m09 | F:\UPOD\Cell_DLE\CSV_files_raw_nieuwe_structuur\2014\sap2_94\m09\42194az_dlext_20140922_3291_3574.csv | 284
v5 | Full | 3 | 42194az_dlext_20140923_3575_3838.csv | F:\UPOD\Cell_DLE\CSV_files_raw_nieuwe_structuur\2014\sap2_94\m09 | F:\UPOD\Cell_DLE\CSV_files_raw_nieuwe_structuur\2014\sap2_94\m09\42194az_dlext_20140923_3575_3838.csv | 264
v5 | Full | 3 | 42194az_dlext_20140924_3839_4134.csv | F:\UPOD\Cell_DLE\CSV_files_raw_nieuwe_structuur\2014\sap2_94\m09 | F:\UPOD\Cell_DLE\CSV_files_raw_nieuwe_structuur\2014\sap2_94\m09\42194az_dlext_20140924_3839_4134.csv | 296
v5 | Full | 3 | 42194az_dlext_20140925_4135_4422.csv | F:\UPOD\Cell_DLE\CSV_files_raw_nieuwe_structuur\2014\sap2_94\m09 | F:\UPOD\Cell_DLE\CSV_files_raw_nieuwe_structuur\2014\sap2_94\m09\42194az_dlext_20140925_4135_4422.csv | 288
v5 | Full | 3 | 42194az_dlext_20140926_4423_4638.csv | F:\UPOD\Cell_DLE\CSV_files_raw_nieuwe_structuur\2014\sap2_94\m09 | F:\UPOD\Cell_DLE\CSV_files_raw_nieuwe_structuur\2014\sap2_94\m09\42194az_dlext_20140926_4423_4638.csv | 216
v5 | Full | 3 | 42194az_dlext_20140927_4639_4748.csv | F:\UPOD\Cell_DLE\CSV_files_raw_nieuwe_structuur\2014\sap2_94\m09 | F:\UPOD\Cell_DLE\CSV_files_raw_nieuwe_structuur\2014\sap2_94\m09\42194az_dlext_20140927_4639_4748.csv | 110
v5 | Full | 3 | 42194az_dlext_20140928_4749_4857.csv | F:\UPOD\Cell_DLE\CSV_files_raw_nieuwe_structuur\2014\sap2_94\m09 | F:\UPOD\Cell_DLE\CSV_files_raw_nieuwe_structuur\2014\sap2_94\m09\42194az_dlext_20140928_4749_4857.csv | 109
v5 | Full | 3 | 42194az_dlext_20140929_4858_5213.csv | F:\UPOD\Cell_DLE\CSV_files_raw_nieuwe_structuur\2014\sap2_94\m09 | F:\UPOD\Cell_DLE\CSV_files_raw_nieuwe_structuur\2014\sap2_94\m09\42194az_dlext_20140929_4858_5213.csv | 356
v5 | Full | 3 | 42194az_dlext_20140930_5214_5513.csv | F:\UPOD\Cell_DLE\CSV_files_raw_nieuwe_structuur\2014\sap2_94\m09 | F:\UPOD\Cell_DLE\CSV_files_raw_nieuwe_structuur\2014\sap2_94\m09\42194az_dlext_20140930_5214_5513.csv | 300
v5 | Full | 3 | 42194az_dlext_20141001_5514_5811.csv | F:\UPOD\Cell_DLE\CSV_files_raw_nieuwe_structuur\2014\sap2_94\m10 | F:\UPOD\Cell_DLE\CSV_files_raw_nieuwe_structuur\2014\sap2_94\m10\42194az_dlext_20141001_5514_5811.csv | 298
v5 | Full | 3 | 42194az_dlext_20141002_5812_6128.csv | F:\UPOD\Cell_DLE\CSV_files_raw_nieuwe_structuur\2014\sap2_94\m10 | F:\UPOD\Cell_DLE\CSV_files_raw_nieuwe_structuur\2014\sap2_94\m10\42194az_dlext_20141002_5812_6128.csv | 317
v5 | Full | 3 | 42194az_dlext_20141003_6129_6337.csv | F:\UPOD\Cell_DLE\CSV_files_raw_nieuwe_structuur\2014\sap2_94\m10 | F:\UPOD\Cell_DLE\CSV_files_raw_nieuwe_structuur\2014\sap2_94\m10\42194az_dlext_20141003_6129_6337.csv | 209
v5 | Full | 3 | 42194az_dlext_20141004_6338_6431.csv | F:\UPOD\Cell_DLE\CSV_files_raw_nieuwe_structuur\2014\sap2_94\m10 | F:\UPOD\Cell_DLE\CSV_files_raw_nieuwe_structuur\2014\sap2_94\m10\42194az_dlext_20141004_6338_6431.csv | 94
v5 | Full | 3 | 42194az_dlext_20141005_6432_6571.csv | F:\UPOD\Cell_DLE\CSV_files_raw_nieuwe_structuur\2014\sap2_94\m10 | F:\UPOD\Cell_DLE\CSV_files_raw_nieuwe_structuur\2014\sap2_94\m10\42194az_dlext_20141005_6432_6571.csv | 140
v5 | Full | 3 | 42194az_dlext_20141006_6572_6959.csv | F:\UPOD\Cell_DLE\CSV_files_raw_nieuwe_structuur\2014\sap2_94\m10 | F:\UPOD\Cell_DLE\CSV_files_raw_nieuwe_structuur\2014\sap2_94\m10\42194az_dlext_20141006_6572_6959.csv | 388
v5 | Full | 3 | 42194az_dlext_20141007_6960_7271.csv | F:\UPOD\Cell_DLE\CSV_files_raw_nieuwe_structuur\2014\sap2_94\m10 | F:\UPOD\Cell_DLE\CSV_files_raw_nieuwe_structuur\2014\sap2_94\m10\42194az_dlext_20141007_6960_7271.csv | 312
v5 | Full | 3 | 42194az_dlext_20141008_7272_7532.csv | F:\UPOD\Cell_DLE\CSV_files_raw_nieuwe_structuur\2014\sap2_94\m10 | F:\UPOD\Cell_DLE\CSV_files_raw_nieuwe_structuur\2014\sap2_94\m10\42194az_dlext_20141008_7272_7532.csv | 261
v5 | Full | 3 | 42194az_dlext_20141009_7533_7835.csv | F:\UPOD\Cell_DLE\CSV_files_raw_nieuwe_structuur\2014\sap2_94\m10 | F:\UPOD\Cell_DLE\CSV_files_raw_nieuwe_structuur\2014\sap2_94\m10\42194az_dlext_20141009_7533_7835.csv | 303
v5 | Full | 3 | 42194az_dlext_20141010_7836_8123.csv | F:\UPOD\Cell_DLE\CSV_files_raw_nieuwe_structuur\2014\sap2_94\m10 | F:\UPOD\Cell_DLE\CSV_files_raw_nieuwe_structuur\2014\sap2_94\m10\42194az_dlext_20141010_7836_8123.csv | 288
v5 | Full | 3 | 42194az_dlext_20141011_8124_8198.csv | F:\UPOD\Cell_DLE\CSV_files_raw_nieuwe_structuur\2014\sap2_94\m10 | F:\UPOD\Cell_DLE\CSV_files_raw_nieuwe_structuur\2014\sap2_94\m10\42194az_dlext_20141011_8124_8198.csv | 75
v5 | Full | 3 | 42194az_dlext_20141012_8199_8283.csv | F:\UPOD\Cell_DLE\CSV_files_raw_nieuwe_structuur\2014\sap2_94\m10 | F:\UPOD\Cell_DLE\CSV_files_raw_nieuwe_structuur\2014\sap2_94\m10\42194az_dlext_20141012_8199_8283.csv | 85
v5 | Full | 3 | 42194az_dlext_20141013_8284_8644.csv | F:\UPOD\Cell_DLE\CSV_files_raw_nieuwe_structuur\2014\sap2_94\m10 | F:\UPOD\Cell_DLE\CSV_files_raw_nieuwe_structuur\2014\sap2_94\m10\42194az_dlext_20141013_8284_8644.csv | 361
v5 | Full | 3 | 42194az_dlext_20141014_8645_8943.csv | F:\UPOD\Cell_DLE\CSV_files_raw_nieuwe_structuur\2014\sap2_94\m10 | F:\UPOD\Cell_DLE\CSV_files_raw_nieuwe_structuur\2014\sap2_94\m10\42194az_dlext_20141014_8645_8943.csv | 299
v5 | Full | 3 | 42194az_dlext_20141015_8944_9259.csv | F:\UPOD\Cell_DLE\CSV_files_raw_nieuwe_structuur\2014\sap2_94\m10 | F:\UPOD\Cell_DLE\CSV_files_raw_nieuwe_structuur\2014\sap2_94\m10\42194az_dlext_20141015_8944_9259.csv | 316
v5 | Full | 3 | 42194az_dlext_20141016_9260_9531.csv | F:\UPOD\Cell_DLE\CSV_files_raw_nieuwe_structuur\2014\sap2_94\m10 | F:\UPOD\Cell_DLE\CSV_files_raw_nieuwe_structuur\2014\sap2_94\m10\42194az_dlext_20141016_9260_9531.csv | 272
v5 | Full | 3 | 42194az_dlext_20141017_9532_9719.csv | F:\UPOD\Cell_DLE\CSV_files_raw_nieuwe_structuur\2014\sap2_94\m10 | F:\UPOD\Cell_DLE\CSV_files_raw_nieuwe_structuur\2014\sap2_94\m10\42194az_dlext_20141017_9532_9719.csv | 188
v5 | Full | 3 | 42194az_dlext_20141018_9720_9854.csv | F:\UPOD\Cell_DLE\CSV_files_raw_nieuwe_structuur\2014\sap2_94\m10 | F:\UPOD\Cell_DLE\CSV_files_raw_nieuwe_structuur\2014\sap2_94\m10\42194az_dlext_20141018_9720_9854.csv | 135
v5 | Full | 3 | 42194az_dlext_20141019_9855_9965.csv | F:\UPOD\Cell_DLE\CSV_files_raw_nieuwe_structuur\2014\sap2_94\m10 | F:\UPOD\Cell_DLE\CSV_files_raw_nieuwe_structuur\2014\sap2_94\m10\42194az_dlext_20141019_9855_9965.csv | 111
v5 | Full | 3 | 42194az_dlext_20141020_9966_0235.csv | F:\UPOD\Cell_DLE\CSV_files_raw_nieuwe_structuur\2014\sap2_94\m10 | F:\UPOD\Cell_DLE\CSV_files_raw_nieuwe_structuur\2014\sap2_94\m10\42194az_dlext_20141020_9966_0235.csv | 270
v5 | Full | 3 | 42194az_dlext_20141021_0236_0446.csv | F:\UPOD\Cell_DLE\CSV_files_raw_nieuwe_structuur\2014\sap2_94\m10 | F:\UPOD\Cell_DLE\CSV_files_raw_nieuwe_structuur\2014\sap2_94\m10\42194az_dlext_20141021_0236_0446.csv | 211
v5 | Full | 3 | 42194az_dlext_20141022_0447_0695.csv | F:\UPOD\Cell_DLE\CSV_files_raw_nieuwe_structuur\2014\sap2_94\m10 | F:\UPOD\Cell_DLE\CSV_files_raw_nieuwe_structuur\2014\sap2_94\m10\42194az_dlext_20141022_0447_0695.csv | 249
v5 | Full | 3 | 42194az_dlext_20141023_0696_1028.csv | F:\UPOD\Cell_DLE\CSV_files_raw_nieuwe_structuur\2014\sap2_94\m10 | F:\UPOD\Cell_DLE\CSV_files_raw_nieuwe_structuur\2014\sap2_94\m10\42194az_dlext_20141023_0696_1028.csv | 333
v5 | Full | 3 | 42194az_dlext_20141024_1029_1237.csv | F:\UPOD\Cell_DLE\CSV_files_raw_nieuwe_structuur\2014\sap2_94\m10 | F:\UPOD\Cell_DLE\CSV_files_raw_nieuwe_structuur\2014\sap2_94\m10\42194az_dlext_20141024_1029_1237.csv | 209
v5 | Full | 3 | 42194az_dlext_20141025_1238_1350.csv | F:\UPOD\Cell_DLE\CSV_files_raw_nieuwe_structuur\2014\sap2_94\m10 | F:\UPOD\Cell_DLE\CSV_files_raw_nieuwe_structuur\2014\sap2_94\m10\42194az_dlext_20141025_1238_1350.csv | 113
v5 | Full | 3 | 42194az_dlext_20141026_1351_1476.csv | F:\UPOD\Cell_DLE\CSV_files_raw_nieuwe_structuur\2014\sap2_94\m10 | F:\UPOD\Cell_DLE\CSV_files_raw_nieuwe_structuur\2014\sap2_94\m10\42194az_dlext_20141026_1351_1476.csv | 126
v5 | Full | 3 | 42194az_dlext_20141027_1477_1784.csv | F:\UPOD\Cell_DLE\CSV_files_raw_nieuwe_structuur\2014\sap2_94\m10 | F:\UPOD\Cell_DLE\CSV_files_raw_nieuwe_structuur\2014\sap2_94\m10\42194az_dlext_20141027_1477_1784.csv | 308
v5 | Full | 3 | 42194az_dlext_20141028_1785_2071.csv | F:\UPOD\Cell_DLE\CSV_files_raw_nieuwe_structuur\2014\sap2_94\m10 | F:\UPOD\Cell_DLE\CSV_files_raw_nieuwe_structuur\2014\sap2_94\m10\42194az_dlext_20141028_1785_2071.csv | 287
v5 | Full | 3 | 42194az_dlext_20141029_2072_2310.csv | F:\UPOD\Cell_DLE\CSV_files_raw_nieuwe_structuur\2014\sap2_94\m10 | F:\UPOD\Cell_DLE\CSV_files_raw_nieuwe_structuur\2014\sap2_94\m10\42194az_dlext_20141029_2072_2310.csv | 239
v5 | Full | 3 | 42194az_dlext_20141030_2311_2552.csv | F:\UPOD\Cell_DLE\CSV_files_raw_nieuwe_structuur\2014\sap2_94\m10 | F:\UPOD\Cell_DLE\CSV_files_raw_nieuwe_structuur\2014\sap2_94\m10\42194az_dlext_20141030_2311_2552.csv | 242
v5 | Full | 3 | 42194az_dlext_20141031_2553_2799.csv | F:\UPOD\Cell_DLE\CSV_files_raw_nieuwe_structuur\2014\sap2_94\m10 | F:\UPOD\Cell_DLE\CSV_files_raw_nieuwe_structuur\2014\sap2_94\m10\42194az_dlext_20141031_2553_2799.csv | 247
v5 | Full | 3 | 42194az_dlext_20141101_2800_2909.csv | F:\UPOD\Cell_DLE\CSV_files_raw_nieuwe_structuur\2014\sap2_94\m11 | F:\UPOD\Cell_DLE\CSV_files_raw_nieuwe_structuur\2014\sap2_94\m11\42194az_dlext_20141101_2800_2909.csv | 110
v5 | Full | 3 | 42194az_dlext_20141102_2910_3010.csv | F:\UPOD\Cell_DLE\CSV_files_raw_nieuwe_structuur\2014\sap2_94\m11 | F:\UPOD\Cell_DLE\CSV_files_raw_nieuwe_structuur\2014\sap2_94\m11\42194az_dlext_20141102_2910_3010.csv | 101
v5 | Full | 3 | 42194az_dlext_20141103_3011_3312.csv | F:\UPOD\Cell_DLE\CSV_files_raw_nieuwe_structuur\2014\sap2_94\m11 | F:\UPOD\Cell_DLE\CSV_files_raw_nieuwe_structuur\2014\sap2_94\m11\42194az_dlext_20141103_3011_3312.csv | 302
v5 | Full | 3 | 42194az_dlext_20141104_3313_3637.csv | F:\UPOD\Cell_DLE\CSV_files_raw_nieuwe_structuur\2014\sap2_94\m11 | F:\UPOD\Cell_DLE\CSV_files_raw_nieuwe_structuur\2014\sap2_94\m11\42194az_dlext_20141104_3313_3637.csv | 325
v5 | Full | 3 | 42194az_dlext_20141105_3638_3874.csv | F:\UPOD\Cell_DLE\CSV_files_raw_nieuwe_structuur\2014\sap2_94\m11 | F:\UPOD\Cell_DLE\CSV_files_raw_nieuwe_structuur\2014\sap2_94\m11\42194az_dlext_20141105_3638_3874.csv | 237
v5 | Full | 3 | 42194az_dlext_20141106_3875_4148.csv | F:\UPOD\Cell_DLE\CSV_files_raw_nieuwe_structuur\2014\sap2_94\m11 | F:\UPOD\Cell_DLE\CSV_files_raw_nieuwe_structuur\2014\sap2_94\m11\42194az_dlext_20141106_3875_4148.csv | 274
v5 | Full | 3 | 42194az_dlext_20141107_4149_4389.csv | F:\UPOD\Cell_DLE\CSV_files_raw_nieuwe_structuur\2014\sap2_94\m11 | F:\UPOD\Cell_DLE\CSV_files_raw_nieuwe_structuur\2014\sap2_94\m11\42194az_dlext_20141107_4149_4389.csv | 241
v5 | Full | 3 | 42194az_dlext_20141108_4390_4509.csv | F:\UPOD\Cell_DLE\CSV_files_raw_nieuwe_structuur\2014\sap2_94\m11 | F:\UPOD\Cell_DLE\CSV_files_raw_nieuwe_structuur\2014\sap2_94\m11\42194az_dlext_20141108_4390_4509.csv | 120
v5 | Full | 3 | 42194az_dlext_20141109_4510_4615.csv | F:\UPOD\Cell_DLE\CSV_files_raw_nieuwe_structuur\2014\sap2_94\m11 | F:\UPOD\Cell_DLE\CSV_files_raw_nieuwe_structuur\2014\sap2_94\m11\42194az_dlext_20141109_4510_4615.csv | 106
v5 | Full | 3 | 42194az_dlext_20141110_4616_4904.csv | F:\UPOD\Cell_DLE\CSV_files_raw_nieuwe_structuur\2014\sap2_94\m11 | F:\UPOD\Cell_DLE\CSV_files_raw_nieuwe_structuur\2014\sap2_94\m11\42194az_dlext_20141110_4616_4904.csv | 289
v5 | Full | 3 | 42194az_dlext_20141111_4905_5136.csv | F:\UPOD\Cell_DLE\CSV_files_raw_nieuwe_structuur\2014\sap2_94\m11 | F:\UPOD\Cell_DLE\CSV_files_raw_nieuwe_structuur\2014\sap2_94\m11\42194az_dlext_20141111_4905_5136.csv | 232
v5 | Full | 3 | 42194az_dlext_20141112_5137_5407.csv | F:\UPOD\Cell_DLE\CSV_files_raw_nieuwe_structuur\2014\sap2_94\m11 | F:\UPOD\Cell_DLE\CSV_files_raw_nieuwe_structuur\2014\sap2_94\m11\42194az_dlext_20141112_5137_5407.csv | 271
v5 | Full | 3 | 42194az_dlext_20141113_5408_5835.csv | F:\UPOD\Cell_DLE\CSV_files_raw_nieuwe_structuur\2014\sap2_94\m11 | F:\UPOD\Cell_DLE\CSV_files_raw_nieuwe_structuur\2014\sap2_94\m11\42194az_dlext_20141113_5408_5835.csv | 428
v5 | Full | 3 | 42194az_dlext_20141114_5836_6108.csv | F:\UPOD\Cell_DLE\CSV_files_raw_nieuwe_structuur\2014\sap2_94\m11 | F:\UPOD\Cell_DLE\CSV_files_raw_nieuwe_structuur\2014\sap2_94\m11\42194az_dlext_20141114_5836_6108.csv | 273
v5 | Full | 3 | 42194az_dlext_20141115_6109_6210.csv | F:\UPOD\Cell_DLE\CSV_files_raw_nieuwe_structuur\2014\sap2_94\m11 | F:\UPOD\Cell_DLE\CSV_files_raw_nieuwe_structuur\2014\sap2_94\m11\42194az_dlext_20141115_6109_6210.csv | 102
v5 | Full | 3 | 42194az_dlext_20141116_6211_6313.csv | F:\UPOD\Cell_DLE\CSV_files_raw_nieuwe_structuur\2014\sap2_94\m11 | F:\UPOD\Cell_DLE\CSV_files_raw_nieuwe_structuur\2014\sap2_94\m11\42194az_dlext_20141116_6211_6313.csv | 103
v5 | Full | 3 | 42194az_dlext_20141117_6314_6668.csv | F:\UPOD\Cell_DLE\CSV_files_raw_nieuwe_structuur\2014\sap2_94\m11 | F:\UPOD\Cell_DLE\CSV_files_raw_nieuwe_structuur\2014\sap2_94\m11\42194az_dlext_20141117_6314_6668.csv | 355
v5 | Full | 3 | 42194az_dlext_20141118_6669_6932.csv | F:\UPOD\Cell_DLE\CSV_files_raw_nieuwe_structuur\2014\sap2_94\m11 | F:\UPOD\Cell_DLE\CSV_files_raw_nieuwe_structuur\2014\sap2_94\m11\42194az_dlext_20141118_6669_6932.csv | 264
v5 | Full | 3 | 42194az_dlext_20141119_6933_7213.csv | F:\UPOD\Cell_DLE\CSV_files_raw_nieuwe_structuur\2014\sap2_94\m11 | F:\UPOD\Cell_DLE\CSV_files_raw_nieuwe_structuur\2014\sap2_94\m11\42194az_dlext_20141119_6933_7213.csv | 281
v5 | Full | 3 | 42194az_dlext_20141120_7214_7493.csv | F:\UPOD\Cell_DLE\CSV_files_raw_nieuwe_structuur\2014\sap2_94\m11 | F:\UPOD\Cell_DLE\CSV_files_raw_nieuwe_structuur\2014\sap2_94\m11\42194az_dlext_20141120_7214_7493.csv | 280
v5 | Full | 3 | 42194az_dlext_20141121_7494_7704.csv | F:\UPOD\Cell_DLE\CSV_files_raw_nieuwe_structuur\2014\sap2_94\m11 | F:\UPOD\Cell_DLE\CSV_files_raw_nieuwe_structuur\2014\sap2_94\m11\42194az_dlext_20141121_7494_7704.csv | 211
v5 | Full | 3 | 42194az_dlext_20141122_7705_7792.csv | F:\UPOD\Cell_DLE\CSV_files_raw_nieuwe_structuur\2014\sap2_94\m11 | F:\UPOD\Cell_DLE\CSV_files_raw_nieuwe_structuur\2014\sap2_94\m11\42194az_dlext_20141122_7705_7792.csv | 88
v5 | Full | 3 | 42194az_dlext_20141123_7793_7896.csv | F:\UPOD\Cell_DLE\CSV_files_raw_nieuwe_structuur\2014\sap2_94\m11 | F:\UPOD\Cell_DLE\CSV_files_raw_nieuwe_structuur\2014\sap2_94\m11\42194az_dlext_20141123_7793_7896.csv | 104
v5 | Full | 3 | 42194az_dlext_20141124_7897_8244.csv | F:\UPOD\Cell_DLE\CSV_files_raw_nieuwe_structuur\2014\sap2_94\m11 | F:\UPOD\Cell_DLE\CSV_files_raw_nieuwe_structuur\2014\sap2_94\m11\42194az_dlext_20141124_7897_8244.csv | 348
v5 | Full | 3 | 42194az_dlext_20141125_8245_8533.csv | F:\UPOD\Cell_DLE\CSV_files_raw_nieuwe_structuur\2014\sap2_94\m11 | F:\UPOD\Cell_DLE\CSV_files_raw_nieuwe_structuur\2014\sap2_94\m11\42194az_dlext_20141125_8245_8533.csv | 289
v5 | Full | 3 | 42194az_dlext_20141126_8534_8853.csv | F:\UPOD\Cell_DLE\CSV_files_raw_nieuwe_structuur\2014\sap2_94\m11 | F:\UPOD\Cell_DLE\CSV_files_raw_nieuwe_structuur\2014\sap2_94\m11\42194az_dlext_20141126_8534_8853.csv | 320
v5 | Full | 3 | 42194az_dlext_20141127_8854_9191.csv | F:\UPOD\Cell_DLE\CSV_files_raw_nieuwe_structuur\2014\sap2_94\m11 | F:\UPOD\Cell_DLE\CSV_files_raw_nieuwe_structuur\2014\sap2_94\m11\42194az_dlext_20141127_8854_9191.csv | 338
v5 | Full | 3 | 42194az_dlext_20141128_9192_9428.csv | F:\UPOD\Cell_DLE\CSV_files_raw_nieuwe_structuur\2014\sap2_94\m11 | F:\UPOD\Cell_DLE\CSV_files_raw_nieuwe_structuur\2014\sap2_94\m11\42194az_dlext_20141128_9192_9428.csv | 237
v5 | Full | 3 | 42194az_dlext_20141129_9429_9546.csv | F:\UPOD\Cell_DLE\CSV_files_raw_nieuwe_structuur\2014\sap2_94\m11 | F:\UPOD\Cell_DLE\CSV_files_raw_nieuwe_structuur\2014\sap2_94\m11\42194az_dlext_20141129_9429_9546.csv | 118
v5 | Full | 3 | 42194az_dlext_20141130_9547_9628.csv | F:\UPOD\Cell_DLE\CSV_files_raw_nieuwe_structuur\2014\sap2_94\m11 | F:\UPOD\Cell_DLE\CSV_files_raw_nieuwe_structuur\2014\sap2_94\m11\42194az_dlext_20141130_9547_9628.csv | 82
v5 | Full | 3 | 42194az_dlext_20141201_9629_9951.csv | F:\UPOD\Cell_DLE\CSV_files_raw_nieuwe_structuur\2014\sap2_94\m12 | F:\UPOD\Cell_DLE\CSV_files_raw_nieuwe_structuur\2014\sap2_94\m12\42194az_dlext_20141201_9629_9951.csv | 323
v5 | Full | 3 | 42194az_dlext_20141202_9952_0227.csv | F:\UPOD\Cell_DLE\CSV_files_raw_nieuwe_structuur\2014\sap2_94\m12 | F:\UPOD\Cell_DLE\CSV_files_raw_nieuwe_structuur\2014\sap2_94\m12\42194az_dlext_20141202_9952_0227.csv | 276
v5 | Full | 3 | 42194az_dlext_20141203_0228_0566.csv | F:\UPOD\Cell_DLE\CSV_files_raw_nieuwe_structuur\2014\sap2_94\m12 | F:\UPOD\Cell_DLE\CSV_files_raw_nieuwe_structuur\2014\sap2_94\m12\42194az_dlext_20141203_0228_0566.csv | 339
v5 | Full | 3 | 42194az_dlext_20141204_0567_0761.csv | F:\UPOD\Cell_DLE\CSV_files_raw_nieuwe_structuur\2014\sap2_94\m12 | F:\UPOD\Cell_DLE\CSV_files_raw_nieuwe_structuur\2014\sap2_94\m12\42194az_dlext_20141204_0567_0761.csv | 195
v5 | Full | 3 | 42194az_dlext_20141205_0762_1084.csv | F:\UPOD\Cell_DLE\CSV_files_raw_nieuwe_structuur\2014\sap2_94\m12 | F:\UPOD\Cell_DLE\CSV_files_raw_nieuwe_structuur\2014\sap2_94\m12\42194az_dlext_20141205_0762_1084.csv | 323
v5 | Full | 3 | 42194az_dlext_20141206_1085_1218.csv | F:\UPOD\Cell_DLE\CSV_files_raw_nieuwe_structuur\2014\sap2_94\m12 | F:\UPOD\Cell_DLE\CSV_files_raw_nieuwe_structuur\2014\sap2_94\m12\42194az_dlext_20141206_1085_1218.csv | 134
v5 | Full | 3 | 42194az_dlext_20141207_1219_1343.csv | F:\UPOD\Cell_DLE\CSV_files_raw_nieuwe_structuur\2014\sap2_94\m12 | F:\UPOD\Cell_DLE\CSV_files_raw_nieuwe_structuur\2014\sap2_94\m12\42194az_dlext_20141207_1219_1343.csv | 125
v5 | Full | 3 | 42194az_dlext_20141208_1344_1642.csv | F:\UPOD\Cell_DLE\CSV_files_raw_nieuwe_structuur\2014\sap2_94\m12 | F:\UPOD\Cell_DLE\CSV_files_raw_nieuwe_structuur\2014\sap2_94\m12\42194az_dlext_20141208_1344_1642.csv | 299
v5 | Full | 3 | 42194az_dlext_20141209_1643_1924.csv | F:\UPOD\Cell_DLE\CSV_files_raw_nieuwe_structuur\2014\sap2_94\m12 | F:\UPOD\Cell_DLE\CSV_files_raw_nieuwe_structuur\2014\sap2_94\m12\42194az_dlext_20141209_1643_1924.csv | 282
v5 | Full | 3 | 42194az_dlext_20141210_1925_2212.csv | F:\UPOD\Cell_DLE\CSV_files_raw_nieuwe_structuur\2014\sap2_94\m12 | F:\UPOD\Cell_DLE\CSV_files_raw_nieuwe_structuur\2014\sap2_94\m12\42194az_dlext_20141210_1925_2212.csv | 288
v5 | Full | 3 | 42194az_dlext_20141211_2213_2468.csv | F:\UPOD\Cell_DLE\CSV_files_raw_nieuwe_structuur\2014\sap2_94\m12 | F:\UPOD\Cell_DLE\CSV_files_raw_nieuwe_structuur\2014\sap2_94\m12\42194az_dlext_20141211_2213_2468.csv | 256
v5 | Full | 3 | 42194az_dlext_20141212_2469_2733.csv | F:\UPOD\Cell_DLE\CSV_files_raw_nieuwe_structuur\2014\sap2_94\m12 | F:\UPOD\Cell_DLE\CSV_files_raw_nieuwe_structuur\2014\sap2_94\m12\42194az_dlext_20141212_2469_2733.csv | 265
v5 | Full | 3 | 42194az_dlext_20141213_2734_2864.csv | F:\UPOD\Cell_DLE\CSV_files_raw_nieuwe_structuur\2014\sap2_94\m12 | F:\UPOD\Cell_DLE\CSV_files_raw_nieuwe_structuur\2014\sap2_94\m12\42194az_dlext_20141213_2734_2864.csv | 131
v5 | Full | 3 | 42194az_dlext_20141214_2865_2978.csv | F:\UPOD\Cell_DLE\CSV_files_raw_nieuwe_structuur\2014\sap2_94\m12 | F:\UPOD\Cell_DLE\CSV_files_raw_nieuwe_structuur\2014\sap2_94\m12\42194az_dlext_20141214_2865_2978.csv | 114
v5 | Full | 3 | 42194az_dlext_20141215_2979_3294.csv | F:\UPOD\Cell_DLE\CSV_files_raw_nieuwe_structuur\2014\sap2_94\m12 | F:\UPOD\Cell_DLE\CSV_files_raw_nieuwe_structuur\2014\sap2_94\m12\42194az_dlext_20141215_2979_3294.csv | 316
v5 | Full | 3 | 42194az_dlext_20141216_3295_3538.csv | F:\UPOD\Cell_DLE\CSV_files_raw_nieuwe_structuur\2014\sap2_94\m12 | F:\UPOD\Cell_DLE\CSV_files_raw_nieuwe_structuur\2014\sap2_94\m12\42194az_dlext_20141216_3295_3538.csv | 244
v5 | Full | 3 | 42194az_dlext_20141217_3539_3794.csv | F:\UPOD\Cell_DLE\CSV_files_raw_nieuwe_structuur\2014\sap2_94\m12 | F:\UPOD\Cell_DLE\CSV_files_raw_nieuwe_structuur\2014\sap2_94\m12\42194az_dlext_20141217_3539_3794.csv | 256
v5 | Full | 3 | 42194az_dlext_20141218_3795_4123.csv | F:\UPOD\Cell_DLE\CSV_files_raw_nieuwe_structuur\2014\sap2_94\m12 | F:\UPOD\Cell_DLE\CSV_files_raw_nieuwe_structuur\2014\sap2_94\m12\42194az_dlext_20141218_3795_4123.csv | 329
v5 | Full | 3 | 42194az_dlext_20141219_4124_4371.csv | F:\UPOD\Cell_DLE\CSV_files_raw_nieuwe_structuur\2014\sap2_94\m12 | F:\UPOD\Cell_DLE\CSV_files_raw_nieuwe_structuur\2014\sap2_94\m12\42194az_dlext_20141219_4124_4371.csv | 248
v5 | Full | 3 | 42194az_dlext_20141220_4372_4477.csv | F:\UPOD\Cell_DLE\CSV_files_raw_nieuwe_structuur\2014\sap2_94\m12 | F:\UPOD\Cell_DLE\CSV_files_raw_nieuwe_structuur\2014\sap2_94\m12\42194az_dlext_20141220_4372_4477.csv | 106
v5 | Full | 3 | 42194az_dlext_20141221_4478_4572.csv | F:\UPOD\Cell_DLE\CSV_files_raw_nieuwe_structuur\2014\sap2_94\m12 | F:\UPOD\Cell_DLE\CSV_files_raw_nieuwe_structuur\2014\sap2_94\m12\42194az_dlext_20141221_4478_4572.csv | 95
v5 | Full | 3 | 42194az_dlext_20141222_4573_4847.csv | F:\UPOD\Cell_DLE\CSV_files_raw_nieuwe_structuur\2014\sap2_94\m12 | F:\UPOD\Cell_DLE\CSV_files_raw_nieuwe_structuur\2014\sap2_94\m12\42194az_dlext_20141222_4573_4847.csv | 275
v5 | Full | 3 | 42194az_dlext_20141223_4848_4999.csv | F:\UPOD\Cell_DLE\CSV_files_raw_nieuwe_structuur\2014\sap2_94\m12 | F:\UPOD\Cell_DLE\CSV_files_raw_nieuwe_structuur\2014\sap2_94\m12\42194az_dlext_20141223_4848_4999.csv | 152
v5 | Full | 3 | 42194az_dlext_20141224_5000_5183.csv | F:\UPOD\Cell_DLE\CSV_files_raw_nieuwe_structuur\2014\sap2_94\m12 | F:\UPOD\Cell_DLE\CSV_files_raw_nieuwe_structuur\2014\sap2_94\m12\42194az_dlext_20141224_5000_5183.csv | 184
v5 | Full | 3 | 42194az_dlext_20141225_5184_5301.csv | F:\UPOD\Cell_DLE\CSV_files_raw_nieuwe_structuur\2014\sap2_94\m12 | F:\UPOD\Cell_DLE\CSV_files_raw_nieuwe_structuur\2014\sap2_94\m12\42194az_dlext_20141225_5184_5301.csv | 118
v5 | Full | 3 | 42194az_dlext_20141226_5302_5404.csv | F:\UPOD\Cell_DLE\CSV_files_raw_nieuwe_structuur\2014\sap2_94\m12 | F:\UPOD\Cell_DLE\CSV_files_raw_nieuwe_structuur\2014\sap2_94\m12\42194az_dlext_20141226_5302_5404.csv | 103
v5 | Full | 3 | 42194az_dlext_20141227_5405_5523.csv | F:\UPOD\Cell_DLE\CSV_files_raw_nieuwe_structuur\2014\sap2_94\m12 | F:\UPOD\Cell_DLE\CSV_files_raw_nieuwe_structuur\2014\sap2_94\m12\42194az_dlext_20141227_5405_5523.csv | 119
v5 | Full | 3 | 42194az_dlext_20141228_5524_5624.csv | F:\UPOD\Cell_DLE\CSV_files_raw_nieuwe_structuur\2014\sap2_94\m12 | F:\UPOD\Cell_DLE\CSV_files_raw_nieuwe_structuur\2014\sap2_94\m12\42194az_dlext_20141228_5524_5624.csv | 101
v5 | Full | 3 | 42194az_dlext_20141229_5625_5833.csv | F:\UPOD\Cell_DLE\CSV_files_raw_nieuwe_structuur\2014\sap2_94\m12 | F:\UPOD\Cell_DLE\CSV_files_raw_nieuwe_structuur\2014\sap2_94\m12\42194az_dlext_20141229_5625_5833.csv | 209
v5 | Full | 3 | 42194az_dlext_20141230_5834_6029.csv | F:\UPOD\Cell_DLE\CSV_files_raw_nieuwe_structuur\2014\sap2_94\m12 | F:\UPOD\Cell_DLE\CSV_files_raw_nieuwe_structuur\2014\sap2_94\m12\42194az_dlext_20141230_5834_6029.csv | 196
v5 | Full | 3 | 42194az_dlext_20141231_6030_6165.csv | F:\UPOD\Cell_DLE\CSV_files_raw_nieuwe_structuur\2014\sap2_94\m12 | F:\UPOD\Cell_DLE\CSV_files_raw_nieuwe_structuur\2014\sap2_94\m12\42194az_dlext_20141231_6030_6165.csv | 136
v5 | Full | 3 | 42194az_dlext_20150101_6166_6277.csv | F:\UPOD\Cell_DLE\CSV_files_raw_nieuwe_structuur\2015\sap2_94\m01 | F:\UPOD\Cell_DLE\CSV_files_raw_nieuwe_structuur\2015\sap2_94\m01\42194az_dlext_20150101_6166_6277.csv | 112
v5 | Full | 3 | 42194az_dlext_20150102_6278_6484.csv | F:\UPOD\Cell_DLE\CSV_files_raw_nieuwe_structuur\2015\sap2_94\m01 | F:\UPOD\Cell_DLE\CSV_files_raw_nieuwe_structuur\2015\sap2_94\m01\42194az_dlext_20150102_6278_6484.csv | 207
v5 | Full | 3 | 42194az_dlext_20150103_6485_6621.csv | F:\UPOD\Cell_DLE\CSV_files_raw_nieuwe_structuur\2015\sap2_94\m01 | F:\UPOD\Cell_DLE\CSV_files_raw_nieuwe_structuur\2015\sap2_94\m01\42194az_dlext_20150103_6485_6621.csv | 137
v5 | Full | 3 | 42194az_dlext_20150104_6622_6754.csv | F:\UPOD\Cell_DLE\CSV_files_raw_nieuwe_structuur\2015\sap2_94\m01 | F:\UPOD\Cell_DLE\CSV_files_raw_nieuwe_structuur\2015\sap2_94\m01\42194az_dlext_20150104_6622_6754.csv | 133
v5 | Full | 3 | 42194az_dlext_20150105_6755_7127.csv | F:\UPOD\Cell_DLE\CSV_files_raw_nieuwe_structuur\2015\sap2_94\m01 | F:\UPOD\Cell_DLE\CSV_files_raw_nieuwe_structuur\2015\sap2_94\m01\42194az_dlext_20150105_6755_7127.csv | 373
v5 | Full | 3 | 42194az_dlext_20150106_7128_7402.csv | F:\UPOD\Cell_DLE\CSV_files_raw_nieuwe_structuur\2015\sap2_94\m01 | F:\UPOD\Cell_DLE\CSV_files_raw_nieuwe_structuur\2015\sap2_94\m01\42194az_dlext_20150106_7128_7402.csv | 275
v5 | Full | 3 | 42194az_dlext_20150107_7403_7658.csv | F:\UPOD\Cell_DLE\CSV_files_raw_nieuwe_structuur\2015\sap2_94\m01 | F:\UPOD\Cell_DLE\CSV_files_raw_nieuwe_structuur\2015\sap2_94\m01\42194az_dlext_20150107_7403_7658.csv | 256
v5 | Full | 3 | 42194az_dlext_20150108_7659_7859.csv | F:\UPOD\Cell_DLE\CSV_files_raw_nieuwe_structuur\2015\sap2_94\m01 | F:\UPOD\Cell_DLE\CSV_files_raw_nieuwe_structuur\2015\sap2_94\m01\42194az_dlext_20150108_7659_7859.csv | 201
v5 | Full | 3 | 42194az_dlext_20150109_7860_8151.csv | F:\UPOD\Cell_DLE\CSV_files_raw_nieuwe_structuur\2015\sap2_94\m01 | F:\UPOD\Cell_DLE\CSV_files_raw_nieuwe_structuur\2015\sap2_94\m01\42194az_dlext_20150109_7860_8151.csv | 292
v5 | Full | 3 | 42194az_dlext_20150110_8152_8248.csv | F:\UPOD\Cell_DLE\CSV_files_raw_nieuwe_structuur\2015\sap2_94\m01 | F:\UPOD\Cell_DLE\CSV_files_raw_nieuwe_structuur\2015\sap2_94\m01\42194az_dlext_20150110_8152_8248.csv | 97
v5 | Full | 3 | 42194az_dlext_20150111_8249_8328.csv | F:\UPOD\Cell_DLE\CSV_files_raw_nieuwe_structuur\2015\sap2_94\m01 | F:\UPOD\Cell_DLE\CSV_files_raw_nieuwe_structuur\2015\sap2_94\m01\42194az_dlext_20150111_8249_8328.csv | 80
v5 | Full | 3 | 42194az_dlext_20150112_8329_8744.csv | F:\UPOD\Cell_DLE\CSV_files_raw_nieuwe_structuur\2015\sap2_94\m01 | F:\UPOD\Cell_DLE\CSV_files_raw_nieuwe_structuur\2015\sap2_94\m01\42194az_dlext_20150112_8329_8744.csv | 416
v5 | Full | 3 | 42194az_dlext_20150113_8745_9063.csv | F:\UPOD\Cell_DLE\CSV_files_raw_nieuwe_structuur\2015\sap2_94\m01 | F:\UPOD\Cell_DLE\CSV_files_raw_nieuwe_structuur\2015\sap2_94\m01\42194az_dlext_20150113_8745_9063.csv | 319
v5 | Full | 3 | 42194az_dlext_20150114_9064_9481.csv | F:\UPOD\Cell_DLE\CSV_files_raw_nieuwe_structuur\2015\sap2_94\m01 | F:\UPOD\Cell_DLE\CSV_files_raw_nieuwe_structuur\2015\sap2_94\m01\42194az_dlext_20150114_9064_9481.csv | 418
v5 | Full | 3 | 42194az_dlext_20150115_9482_9932.csv | F:\UPOD\Cell_DLE\CSV_files_raw_nieuwe_structuur\2015\sap2_94\m01 | F:\UPOD\Cell_DLE\CSV_files_raw_nieuwe_structuur\2015\sap2_94\m01\42194az_dlext_20150115_9482_9932.csv | 451
v5 | Full | 3 | 42194az_dlext_20150116_9933_0183.csv | F:\UPOD\Cell_DLE\CSV_files_raw_nieuwe_structuur\2015\sap2_94\m01 | F:\UPOD\Cell_DLE\CSV_files_raw_nieuwe_structuur\2015\sap2_94\m01\42194az_dlext_20150116_9933_0183.csv | 251
v5 | Full | 3 | 42194az_dlext_20150117_0184_0286.csv | F:\UPOD\Cell_DLE\CSV_files_raw_nieuwe_structuur\2015\sap2_94\m01 | F:\UPOD\Cell_DLE\CSV_files_raw_nieuwe_structuur\2015\sap2_94\m01\42194az_dlext_20150117_0184_0286.csv | 103
v5 | Full | 3 | 42194az_dlext_20150118_0287_0386.csv | F:\UPOD\Cell_DLE\CSV_files_raw_nieuwe_structuur\2015\sap2_94\m01 | F:\UPOD\Cell_DLE\CSV_files_raw_nieuwe_structuur\2015\sap2_94\m01\42194az_dlext_20150118_0287_0386.csv | 100
v5 | Full | 3 | 42194az_dlext_20150119_0387_0731.csv | F:\UPOD\Cell_DLE\CSV_files_raw_nieuwe_structuur\2015\sap2_94\m01 | F:\UPOD\Cell_DLE\CSV_files_raw_nieuwe_structuur\2015\sap2_94\m01\42194az_dlext_20150119_0387_0731.csv | 345
v5 | Full | 3 | 42194az_dlext_20150120_0732_0979.csv | F:\UPOD\Cell_DLE\CSV_files_raw_nieuwe_structuur\2015\sap2_94\m01 | F:\UPOD\Cell_DLE\CSV_files_raw_nieuwe_structuur\2015\sap2_94\m01\42194az_dlext_20150120_0732_0979.csv | 248
v5 | Full | 3 | 42194az_dlext_20150121_0980_1212.csv | F:\UPOD\Cell_DLE\CSV_files_raw_nieuwe_structuur\2015\sap2_94\m01 | F:\UPOD\Cell_DLE\CSV_files_raw_nieuwe_structuur\2015\sap2_94\m01\42194az_dlext_20150121_0980_1212.csv | 233
v5 | Full | 3 | 42194az_dlext_20150122_1213_1477.csv | F:\UPOD\Cell_DLE\CSV_files_raw_nieuwe_structuur\2015\sap2_94\m01 | F:\UPOD\Cell_DLE\CSV_files_raw_nieuwe_structuur\2015\sap2_94\m01\42194az_dlext_20150122_1213_1477.csv | 265
v5 | Full | 3 | 42194az_dlext_20150123_1478_1677.csv | F:\UPOD\Cell_DLE\CSV_files_raw_nieuwe_structuur\2015\sap2_94\m01 | F:\UPOD\Cell_DLE\CSV_files_raw_nieuwe_structuur\2015\sap2_94\m01\42194az_dlext_20150123_1478_1677.csv | 200
v5 | Full | 3 | 42194az_dlext_20150124_1678_1785.csv | F:\UPOD\Cell_DLE\CSV_files_raw_nieuwe_structuur\2015\sap2_94\m01 | F:\UPOD\Cell_DLE\CSV_files_raw_nieuwe_structuur\2015\sap2_94\m01\42194az_dlext_20150124_1678_1785.csv | 108
v5 | Full | 3 | 42194az_dlext_20150125_1786_1918.csv | F:\UPOD\Cell_DLE\CSV_files_raw_nieuwe_structuur\2015\sap2_94\m01 | F:\UPOD\Cell_DLE\CSV_files_raw_nieuwe_structuur\2015\sap2_94\m01\42194az_dlext_20150125_1786_1918.csv | 133
v5 | Full | 3 | 42194az_dlext_20150126_1919_2269.csv | F:\UPOD\Cell_DLE\CSV_files_raw_nieuwe_structuur\2015\sap2_94\m01 | F:\UPOD\Cell_DLE\CSV_files_raw_nieuwe_structuur\2015\sap2_94\m01\42194az_dlext_20150126_1919_2269.csv | 351
v5 | Full | 3 | 42194az_dlext_20150127_2270_2616.csv | F:\UPOD\Cell_DLE\CSV_files_raw_nieuwe_structuur\2015\sap2_94\m01 | F:\UPOD\Cell_DLE\CSV_files_raw_nieuwe_structuur\2015\sap2_94\m01\42194az_dlext_20150127_2270_2616.csv | 347
v5 | Full | 3 | 42194az_dlext_20150128_2617_2847.csv | F:\UPOD\Cell_DLE\CSV_files_raw_nieuwe_structuur\2015\sap2_94\m01 | F:\UPOD\Cell_DLE\CSV_files_raw_nieuwe_structuur\2015\sap2_94\m01\42194az_dlext_20150128_2617_2847.csv | 231
v5 | Full | 3 | 42194az_dlext_20150129_2848_3166.csv | F:\UPOD\Cell_DLE\CSV_files_raw_nieuwe_structuur\2015\sap2_94\m01 | F:\UPOD\Cell_DLE\CSV_files_raw_nieuwe_structuur\2015\sap2_94\m01\42194az_dlext_20150129_2848_3166.csv | 319
v5 | Full | 3 | 42194az_dlext_20150130_3167_3402.csv | F:\UPOD\Cell_DLE\CSV_files_raw_nieuwe_structuur\2015\sap2_94\m01 | F:\UPOD\Cell_DLE\CSV_files_raw_nieuwe_structuur\2015\sap2_94\m01\42194az_dlext_20150130_3167_3402.csv | 236
v5 | Full | 3 | 42194az_dlext_20150131_3403_3520.csv | F:\UPOD\Cell_DLE\CSV_files_raw_nieuwe_structuur\2015\sap2_94\m01 | F:\UPOD\Cell_DLE\CSV_files_raw_nieuwe_structuur\2015\sap2_94\m01\42194az_dlext_20150131_3403_3520.csv | 118
v5 | Full | 3 | 42194az_dlext_20150201_3521_3559.csv | F:\UPOD\Cell_DLE\CSV_files_raw_nieuwe_structuur\2015\sap2_94\m02 | F:\UPOD\Cell_DLE\CSV_files_raw_nieuwe_structuur\2015\sap2_94\m02\42194az_dlext_20150201_3521_3559.csv | 39
v5 | Full | 3 | 42194az_dlext_20150202_3560_3654.csv | F:\UPOD\Cell_DLE\CSV_files_raw_nieuwe_structuur\2015\sap2_94\m02 | F:\UPOD\Cell_DLE\CSV_files_raw_nieuwe_structuur\2015\sap2_94\m02\42194az_dlext_20150202_3560_3654.csv | 95
v5 | Full | 3 | 42194az_dlext_20150203_3655_3939.csv | F:\UPOD\Cell_DLE\CSV_files_raw_nieuwe_structuur\2015\sap2_94\m02 | F:\UPOD\Cell_DLE\CSV_files_raw_nieuwe_structuur\2015\sap2_94\m02\42194az_dlext_20150203_3655_3939.csv | 285
v5 | Full | 3 | 42194az_dlext_20150204_3940_4194.csv | F:\UPOD\Cell_DLE\CSV_files_raw_nieuwe_structuur\2015\sap2_94\m02 | F:\UPOD\Cell_DLE\CSV_files_raw_nieuwe_structuur\2015\sap2_94\m02\42194az_dlext_20150204_3940_4194.csv | 255
v5 | Full | 3 | 42194az_dlext_20150205_4195_4462.csv | F:\UPOD\Cell_DLE\CSV_files_raw_nieuwe_structuur\2015\sap2_94\m02 | F:\UPOD\Cell_DLE\CSV_files_raw_nieuwe_structuur\2015\sap2_94\m02\42194az_dlext_20150205_4195_4462.csv | 268
v5 | Full | 3 | 42194az_dlext_20150206_4463_4720.csv | F:\UPOD\Cell_DLE\CSV_files_raw_nieuwe_structuur\2015\sap2_94\m02 | F:\UPOD\Cell_DLE\CSV_files_raw_nieuwe_structuur\2015\sap2_94\m02\42194az_dlext_20150206_4463_4720.csv | 258
v5 | Full | 3 | 42194az_dlext_20150207_4721_4835.csv | F:\UPOD\Cell_DLE\CSV_files_raw_nieuwe_structuur\2015\sap2_94\m02 | F:\UPOD\Cell_DLE\CSV_files_raw_nieuwe_structuur\2015\sap2_94\m02\42194az_dlext_20150207_4721_4835.csv | 115
v5 | Full | 3 | 42194az_dlext_20150208_4836_4933.csv | F:\UPOD\Cell_DLE\CSV_files_raw_nieuwe_structuur\2015\sap2_94\m02 | F:\UPOD\Cell_DLE\CSV_files_raw_nieuwe_structuur\2015\sap2_94\m02\42194az_dlext_20150208_4836_4933.csv | 98
v5 | Full | 3 | 42194az_dlext_20150209_4934_5217.csv | F:\UPOD\Cell_DLE\CSV_files_raw_nieuwe_structuur\2015\sap2_94\m02 | F:\UPOD\Cell_DLE\CSV_files_raw_nieuwe_structuur\2015\sap2_94\m02\42194az_dlext_20150209_4934_5217.csv | 284
v5 | Full | 3 | 42194az_dlext_20150210_5218_5555.csv | F:\UPOD\Cell_DLE\CSV_files_raw_nieuwe_structuur\2015\sap2_94\m02 | F:\UPOD\Cell_DLE\CSV_files_raw_nieuwe_structuur\2015\sap2_94\m02\42194az_dlext_20150210_5218_5555.csv | 338
v5 | Full | 3 | 42194az_dlext_20150211_5556_5802.csv | F:\UPOD\Cell_DLE\CSV_files_raw_nieuwe_structuur\2015\sap2_94\m02 | F:\UPOD\Cell_DLE\CSV_files_raw_nieuwe_structuur\2015\sap2_94\m02\42194az_dlext_20150211_5556_5802.csv | 247
v5 | Full | 3 | 42194az_dlext_20150212_5803_6109.csv | F:\UPOD\Cell_DLE\CSV_files_raw_nieuwe_structuur\2015\sap2_94\m02 | F:\UPOD\Cell_DLE\CSV_files_raw_nieuwe_structuur\2015\sap2_94\m02\42194az_dlext_20150212_5803_6109.csv | 307
v5 | Full | 3 | 42194az_dlext_20150213_6110_6303.csv | F:\UPOD\Cell_DLE\CSV_files_raw_nieuwe_structuur\2015\sap2_94\m02 | F:\UPOD\Cell_DLE\CSV_files_raw_nieuwe_structuur\2015\sap2_94\m02\42194az_dlext_20150213_6110_6303.csv | 194
v5 | Full | 3 | 42194az_dlext_20150214_6304_6399.csv | F:\UPOD\Cell_DLE\CSV_files_raw_nieuwe_structuur\2015\sap2_94\m02 | F:\UPOD\Cell_DLE\CSV_files_raw_nieuwe_structuur\2015\sap2_94\m02\42194az_dlext_20150214_6304_6399.csv | 96
v5 | Full | 3 | 42194az_dlext_20150215_6400_6465.csv | F:\UPOD\Cell_DLE\CSV_files_raw_nieuwe_structuur\2015\sap2_94\m02 | F:\UPOD\Cell_DLE\CSV_files_raw_nieuwe_structuur\2015\sap2_94\m02\42194az_dlext_20150215_6400_6465.csv | 66
v5 | Full | 3 | 42194az_dlext_20150216_6466_6754.csv | F:\UPOD\Cell_DLE\CSV_files_raw_nieuwe_structuur\2015\sap2_94\m02 | F:\UPOD\Cell_DLE\CSV_files_raw_nieuwe_structuur\2015\sap2_94\m02\42194az_dlext_20150216_6466_6754.csv | 289
v5 | Full | 3 | 42194az_dlext_20150217_6755_7008.csv | F:\UPOD\Cell_DLE\CSV_files_raw_nieuwe_structuur\2015\sap2_94\m02 | F:\UPOD\Cell_DLE\CSV_files_raw_nieuwe_structuur\2015\sap2_94\m02\42194az_dlext_20150217_6755_7008.csv | 254
v5 | Full | 3 | 42194az_dlext_20150218_7009_7278.csv | F:\UPOD\Cell_DLE\CSV_files_raw_nieuwe_structuur\2015\sap2_94\m02 | F:\UPOD\Cell_DLE\CSV_files_raw_nieuwe_structuur\2015\sap2_94\m02\42194az_dlext_20150218_7009_7278.csv | 270
v5 | Full | 3 | 42194az_dlext_20150219_7279_7549.csv | F:\UPOD\Cell_DLE\CSV_files_raw_nieuwe_structuur\2015\sap2_94\m02 | F:\UPOD\Cell_DLE\CSV_files_raw_nieuwe_structuur\2015\sap2_94\m02\42194az_dlext_20150219_7279_7549.csv | 271
v5 | Full | 3 | 42194az_dlext_20150220_7550_7790.csv | F:\UPOD\Cell_DLE\CSV_files_raw_nieuwe_structuur\2015\sap2_94\m02 | F:\UPOD\Cell_DLE\CSV_files_raw_nieuwe_structuur\2015\sap2_94\m02\42194az_dlext_20150220_7550_7790.csv | 241
v5 | Full | 3 | 42194az_dlext_20150221_7791_7889.csv | F:\UPOD\Cell_DLE\CSV_files_raw_nieuwe_structuur\2015\sap2_94\m02 | F:\UPOD\Cell_DLE\CSV_files_raw_nieuwe_structuur\2015\sap2_94\m02\42194az_dlext_20150221_7791_7889.csv | 99
v5 | Full | 3 | 42194az_dlext_20150222_7890_7986.csv | F:\UPOD\Cell_DLE\CSV_files_raw_nieuwe_structuur\2015\sap2_94\m02 | F:\UPOD\Cell_DLE\CSV_files_raw_nieuwe_structuur\2015\sap2_94\m02\42194az_dlext_20150222_7890_7986.csv | 97
v5 | Full | 3 | 42194az_dlext_20150223_7987_8294.csv | F:\UPOD\Cell_DLE\CSV_files_raw_nieuwe_structuur\2015\sap2_94\m02 | F:\UPOD\Cell_DLE\CSV_files_raw_nieuwe_structuur\2015\sap2_94\m02\42194az_dlext_20150223_7987_8294.csv | 308
v5 | Full | 3 | 42194az_dlext_20150224_8295_8567.csv | F:\UPOD\Cell_DLE\CSV_files_raw_nieuwe_structuur\2015\sap2_94\m02 | F:\UPOD\Cell_DLE\CSV_files_raw_nieuwe_structuur\2015\sap2_94\m02\42194az_dlext_20150224_8295_8567.csv | 273
v5 | Full | 3 | 42194az_dlext_20150225_8568_8820.csv | F:\UPOD\Cell_DLE\CSV_files_raw_nieuwe_structuur\2015\sap2_94\m02 | F:\UPOD\Cell_DLE\CSV_files_raw_nieuwe_structuur\2015\sap2_94\m02\42194az_dlext_20150225_8568_8820.csv | 253
v5 | Full | 3 | 42194az_dlext_20150226_8821_9104.csv | F:\UPOD\Cell_DLE\CSV_files_raw_nieuwe_structuur\2015\sap2_94\m02 | F:\UPOD\Cell_DLE\CSV_files_raw_nieuwe_structuur\2015\sap2_94\m02\42194az_dlext_20150226_8821_9104.csv | 284
v5 | Full | 3 | 42194az_dlext_20150227_9105_9416.csv | F:\UPOD\Cell_DLE\CSV_files_raw_nieuwe_structuur\2015\sap2_94\m02 | F:\UPOD\Cell_DLE\CSV_files_raw_nieuwe_structuur\2015\sap2_94\m02\42194az_dlext_20150227_9105_9416.csv | 312
v5 | Full | 3 | 42194az_dlext_20150228_9417_9514.csv | F:\UPOD\Cell_DLE\CSV_files_raw_nieuwe_structuur\2015\sap2_94\m02 | F:\UPOD\Cell_DLE\CSV_files_raw_nieuwe_structuur\2015\sap2_94\m02\42194az_dlext_20150228_9417_9514.csv | 98
v5 | Full | 3 | 42194az_dlext_20150301_9515_9634.csv | F:\UPOD\Cell_DLE\CSV_files_raw_nieuwe_structuur\2015\sap2_94\m03 | F:\UPOD\Cell_DLE\CSV_files_raw_nieuwe_structuur\2015\sap2_94\m03\42194az_dlext_20150301_9515_9634.csv | 120
v5 | Full | 3 | 42194az_dlext_20150302_9635_9744.csv | F:\UPOD\Cell_DLE\CSV_files_raw_nieuwe_structuur\2015\sap2_94\m03 | F:\UPOD\Cell_DLE\CSV_files_raw_nieuwe_structuur\2015\sap2_94\m03\42194az_dlext_20150302_9635_9744.csv | 110
v5 | Full | 3 | 42194az_dlext_20150303_9745_9980.csv | F:\UPOD\Cell_DLE\CSV_files_raw_nieuwe_structuur\2015\sap2_94\m03 | F:\UPOD\Cell_DLE\CSV_files_raw_nieuwe_structuur\2015\sap2_94\m03\42194az_dlext_20150303_9745_9980.csv | 236
v5 | Full | 3 | 42194az_dlext_20150304_9981_0214.csv | F:\UPOD\Cell_DLE\CSV_files_raw_nieuwe_structuur\2015\sap2_94\m03 | F:\UPOD\Cell_DLE\CSV_files_raw_nieuwe_structuur\2015\sap2_94\m03\42194az_dlext_20150304_9981_0214.csv | 234
v5 | Full | 3 | 42194az_dlext_20150305_0215_0502.csv | F:\UPOD\Cell_DLE\CSV_files_raw_nieuwe_structuur\2015\sap2_94\m03 | F:\UPOD\Cell_DLE\CSV_files_raw_nieuwe_structuur\2015\sap2_94\m03\42194az_dlext_20150305_0215_0502.csv | 288
v5 | Full | 3 | 42194az_dlext_20150306_0503_0788.csv | F:\UPOD\Cell_DLE\CSV_files_raw_nieuwe_structuur\2015\sap2_94\m03 | F:\UPOD\Cell_DLE\CSV_files_raw_nieuwe_structuur\2015\sap2_94\m03\42194az_dlext_20150306_0503_0788.csv | 286
v5 | Full | 3 | 42194az_dlext_20150307_0789_0932.csv | F:\UPOD\Cell_DLE\CSV_files_raw_nieuwe_structuur\2015\sap2_94\m03 | F:\UPOD\Cell_DLE\CSV_files_raw_nieuwe_structuur\2015\sap2_94\m03\42194az_dlext_20150307_0789_0932.csv | 144
v5 | Full | 3 | 42194az_dlext_20150308_0933_1037.csv | F:\UPOD\Cell_DLE\CSV_files_raw_nieuwe_structuur\2015\sap2_94\m03 | F:\UPOD\Cell_DLE\CSV_files_raw_nieuwe_structuur\2015\sap2_94\m03\42194az_dlext_20150308_0933_1037.csv | 105
v5 | Full | 3 | 42194az_dlext_20150309_1038_1365.csv | F:\UPOD\Cell_DLE\CSV_files_raw_nieuwe_structuur\2015\sap2_94\m03 | F:\UPOD\Cell_DLE\CSV_files_raw_nieuwe_structuur\2015\sap2_94\m03\42194az_dlext_20150309_1038_1365.csv | 328
v5 | Full | 3 | 42194az_dlext_20150310_1366_1663.csv | F:\UPOD\Cell_DLE\CSV_files_raw_nieuwe_structuur\2015\sap2_94\m03 | F:\UPOD\Cell_DLE\CSV_files_raw_nieuwe_structuur\2015\sap2_94\m03\42194az_dlext_20150310_1366_1663.csv | 298
v5 | Full | 3 | 42194az_dlext_20150311_1664_1949.csv | F:\UPOD\Cell_DLE\CSV_files_raw_nieuwe_structuur\2015\sap2_94\m03 | F:\UPOD\Cell_DLE\CSV_files_raw_nieuwe_structuur\2015\sap2_94\m03\42194az_dlext_20150311_1664_1949.csv | 286
v5 | Full | 3 | 42194az_dlext_20150312_1950_2257.csv | F:\UPOD\Cell_DLE\CSV_files_raw_nieuwe_structuur\2015\sap2_94\m03 | F:\UPOD\Cell_DLE\CSV_files_raw_nieuwe_structuur\2015\sap2_94\m03\42194az_dlext_20150312_1950_2257.csv | 308
v5 | Full | 3 | 42194az_dlext_20150313_2258_2491.csv | F:\UPOD\Cell_DLE\CSV_files_raw_nieuwe_structuur\2015\sap2_94\m03 | F:\UPOD\Cell_DLE\CSV_files_raw_nieuwe_structuur\2015\sap2_94\m03\42194az_dlext_20150313_2258_2491.csv | 234
v5 | Full | 3 | 42194az_dlext_20150314_2492_2594.csv | F:\UPOD\Cell_DLE\CSV_files_raw_nieuwe_structuur\2015\sap2_94\m03 | F:\UPOD\Cell_DLE\CSV_files_raw_nieuwe_structuur\2015\sap2_94\m03\42194az_dlext_20150314_2492_2594.csv | 103
v5 | Full | 3 | 42194az_dlext_20150315_2595_2694.csv | F:\UPOD\Cell_DLE\CSV_files_raw_nieuwe_structuur\2015\sap2_94\m03 | F:\UPOD\Cell_DLE\CSV_files_raw_nieuwe_structuur\2015\sap2_94\m03\42194az_dlext_20150315_2595_2694.csv | 100
v5 | Full | 3 | 42194az_dlext_20150316_2695_2995.csv | F:\UPOD\Cell_DLE\CSV_files_raw_nieuwe_structuur\2015\sap2_94\m03 | F:\UPOD\Cell_DLE\CSV_files_raw_nieuwe_structuur\2015\sap2_94\m03\42194az_dlext_20150316_2695_2995.csv | 301
v5 | Full | 3 | 42194az_dlext_20150317_2996_3228.csv | F:\UPOD\Cell_DLE\CSV_files_raw_nieuwe_structuur\2015\sap2_94\m03 | F:\UPOD\Cell_DLE\CSV_files_raw_nieuwe_structuur\2015\sap2_94\m03\42194az_dlext_20150317_2996_3228.csv | 233
v5 | Full | 3 | 42194az_dlext_20150318_3229_3522.csv | F:\UPOD\Cell_DLE\CSV_files_raw_nieuwe_structuur\2015\sap2_94\m03 | F:\UPOD\Cell_DLE\CSV_files_raw_nieuwe_structuur\2015\sap2_94\m03\42194az_dlext_20150318_3229_3522.csv | 294
v5 | Full | 3 | 42194az_dlext_20150319_3523_3919.csv | F:\UPOD\Cell_DLE\CSV_files_raw_nieuwe_structuur\2015\sap2_94\m03 | F:\UPOD\Cell_DLE\CSV_files_raw_nieuwe_structuur\2015\sap2_94\m03\42194az_dlext_20150319_3523_3919.csv | 397
v5 | Full | 3 | 42194az_dlext_20150320_3920_4225.csv | F:\UPOD\Cell_DLE\CSV_files_raw_nieuwe_structuur\2015\sap2_94\m03 | F:\UPOD\Cell_DLE\CSV_files_raw_nieuwe_structuur\2015\sap2_94\m03\42194az_dlext_20150320_3920_4225.csv | 306
v5 | Full | 3 | 42194az_dlext_20150321_4226_4416.csv | F:\UPOD\Cell_DLE\CSV_files_raw_nieuwe_structuur\2015\sap2_94\m03 | F:\UPOD\Cell_DLE\CSV_files_raw_nieuwe_structuur\2015\sap2_94\m03\42194az_dlext_20150321_4226_4416.csv | 191
v5 | Full | 3 | 42194az_dlext_20150322_4417_4473.csv | F:\UPOD\Cell_DLE\CSV_files_raw_nieuwe_structuur\2015\sap2_94\m03 | F:\UPOD\Cell_DLE\CSV_files_raw_nieuwe_structuur\2015\sap2_94\m03\42194az_dlext_20150322_4417_4473.csv | 57
v5 | Full | 3 | 42194az_dlext_20150323_4474_4716.csv | F:\UPOD\Cell_DLE\CSV_files_raw_nieuwe_structuur\2015\sap2_94\m03 | F:\UPOD\Cell_DLE\CSV_files_raw_nieuwe_structuur\2015\sap2_94\m03\42194az_dlext_20150323_4474_4716.csv | 243
v5 | Full | 3 | 42194az_dlext_20150324_4717_4979.csv | F:\UPOD\Cell_DLE\CSV_files_raw_nieuwe_structuur\2015\sap2_94\m03 | F:\UPOD\Cell_DLE\CSV_files_raw_nieuwe_structuur\2015\sap2_94\m03\42194az_dlext_20150324_4717_4979.csv | 263
v5 | Full | 3 | 42194az_dlext_20150325_4980_5232.csv | F:\UPOD\Cell_DLE\CSV_files_raw_nieuwe_structuur\2015\sap2_94\m03 | F:\UPOD\Cell_DLE\CSV_files_raw_nieuwe_structuur\2015\sap2_94\m03\42194az_dlext_20150325_4980_5232.csv | 253
v5 | Full | 3 | 42194az_dlext_20150326_5233_5541.csv | F:\UPOD\Cell_DLE\CSV_files_raw_nieuwe_structuur\2015\sap2_94\m03 | F:\UPOD\Cell_DLE\CSV_files_raw_nieuwe_structuur\2015\sap2_94\m03\42194az_dlext_20150326_5233_5541.csv | 309
v5 | Full | 3 | 42194az_dlext_20150327_5542_5721.csv | F:\UPOD\Cell_DLE\CSV_files_raw_nieuwe_structuur\2015\sap2_94\m03 | F:\UPOD\Cell_DLE\CSV_files_raw_nieuwe_structuur\2015\sap2_94\m03\42194az_dlext_20150327_5542_5721.csv | 180
v5 | Full | 3 | 42194az_dlext_20150328_5722_5840.csv | F:\UPOD\Cell_DLE\CSV_files_raw_nieuwe_structuur\2015\sap2_94\m03 | F:\UPOD\Cell_DLE\CSV_files_raw_nieuwe_structuur\2015\sap2_94\m03\42194az_dlext_20150328_5722_5840.csv | 119
v5 | Full | 3 | 42194az_dlext_20150329_5841_5942.csv | F:\UPOD\Cell_DLE\CSV_files_raw_nieuwe_structuur\2015\sap2_94\m03 | F:\UPOD\Cell_DLE\CSV_files_raw_nieuwe_structuur\2015\sap2_94\m03\42194az_dlext_20150329_5841_5942.csv | 102
v5 | Full | 3 | 42194az_dlext_20150330_5943_6279.csv | F:\UPOD\Cell_DLE\CSV_files_raw_nieuwe_structuur\2015\sap2_94\m03 | F:\UPOD\Cell_DLE\CSV_files_raw_nieuwe_structuur\2015\sap2_94\m03\42194az_dlext_20150330_5943_6279.csv | 337
v5 | Full | 3 | 42194az_dlext_20150331_6280_6536.csv | F:\UPOD\Cell_DLE\CSV_files_raw_nieuwe_structuur\2015\sap2_94\m03 | F:\UPOD\Cell_DLE\CSV_files_raw_nieuwe_structuur\2015\sap2_94\m03\42194az_dlext_20150331_6280_6536.csv | 257
v5 | Full | 3 | 42194az_dlext_20150401_6537_6781.csv | F:\UPOD\Cell_DLE\CSV_files_raw_nieuwe_structuur\2015\sap2_94\m04 | F:\UPOD\Cell_DLE\CSV_files_raw_nieuwe_structuur\2015\sap2_94\m04\42194az_dlext_20150401_6537_6781.csv | 245
v5 | Full | 3 | 42194az_dlext_20150402_6782_7132.csv | F:\UPOD\Cell_DLE\CSV_files_raw_nieuwe_structuur\2015\sap2_94\m04 | F:\UPOD\Cell_DLE\CSV_files_raw_nieuwe_structuur\2015\sap2_94\m04\42194az_dlext_20150402_6782_7132.csv | 351
v5 | Full | 3 | 42194az_dlext_20150403_7133_7274.csv | F:\UPOD\Cell_DLE\CSV_files_raw_nieuwe_structuur\2015\sap2_94\m04 | F:\UPOD\Cell_DLE\CSV_files_raw_nieuwe_structuur\2015\sap2_94\m04\42194az_dlext_20150403_7133_7274.csv | 142
v5 | Full | 3 | 42194az_dlext_20150404_7275_7389.csv | F:\UPOD\Cell_DLE\CSV_files_raw_nieuwe_structuur\2015\sap2_94\m04 | F:\UPOD\Cell_DLE\CSV_files_raw_nieuwe_structuur\2015\sap2_94\m04\42194az_dlext_20150404_7275_7389.csv | 115
v5 | Full | 3 | 42194az_dlext_20150405_7390_7524.csv | F:\UPOD\Cell_DLE\CSV_files_raw_nieuwe_structuur\2015\sap2_94\m04 | F:\UPOD\Cell_DLE\CSV_files_raw_nieuwe_structuur\2015\sap2_94\m04\42194az_dlext_20150405_7390_7524.csv | 135
v5 | Full | 3 | 42194az_dlext_20150406_7525_7680.csv | F:\UPOD\Cell_DLE\CSV_files_raw_nieuwe_structuur\2015\sap2_94\m04 | F:\UPOD\Cell_DLE\CSV_files_raw_nieuwe_structuur\2015\sap2_94\m04\42194az_dlext_20150406_7525_7680.csv | 156
v5 | Full | 3 | 42194az_dlext_20150407_7681_8009.csv | F:\UPOD\Cell_DLE\CSV_files_raw_nieuwe_structuur\2015\sap2_94\m04 | F:\UPOD\Cell_DLE\CSV_files_raw_nieuwe_structuur\2015\sap2_94\m04\42194az_dlext_20150407_7681_8009.csv | 329
v5 | Full | 3 | 42194az_dlext_20150408_8010_8286.csv | F:\UPOD\Cell_DLE\CSV_files_raw_nieuwe_structuur\2015\sap2_94\m04 | F:\UPOD\Cell_DLE\CSV_files_raw_nieuwe_structuur\2015\sap2_94\m04\42194az_dlext_20150408_8010_8286.csv | 277
v5 | Full | 3 | 42194az_dlext_20150409_8287_8477.csv | F:\UPOD\Cell_DLE\CSV_files_raw_nieuwe_structuur\2015\sap2_94\m04 | F:\UPOD\Cell_DLE\CSV_files_raw_nieuwe_structuur\2015\sap2_94\m04\42194az_dlext_20150409_8287_8477.csv | 191
v5 | Full | 3 | 42194az_dlext_20150410_8478_8765.csv | F:\UPOD\Cell_DLE\CSV_files_raw_nieuwe_structuur\2015\sap2_94\m04 | F:\UPOD\Cell_DLE\CSV_files_raw_nieuwe_structuur\2015\sap2_94\m04\42194az_dlext_20150410_8478_8765.csv | 288
v5 | Full | 3 | 42194az_dlext_20150411_8766_8870.csv | F:\UPOD\Cell_DLE\CSV_files_raw_nieuwe_structuur\2015\sap2_94\m04 | F:\UPOD\Cell_DLE\CSV_files_raw_nieuwe_structuur\2015\sap2_94\m04\42194az_dlext_20150411_8766_8870.csv | 105
v5 | Full | 3 | 42194az_dlext_20150412_8871_8979.csv | F:\UPOD\Cell_DLE\CSV_files_raw_nieuwe_structuur\2015\sap2_94\m04 | F:\UPOD\Cell_DLE\CSV_files_raw_nieuwe_structuur\2015\sap2_94\m04\42194az_dlext_20150412_8871_8979.csv | 109
v5 | Full | 3 | 42194az_dlext_20150413_8980_9324.csv | F:\UPOD\Cell_DLE\CSV_files_raw_nieuwe_structuur\2015\sap2_94\m04 | F:\UPOD\Cell_DLE\CSV_files_raw_nieuwe_structuur\2015\sap2_94\m04\42194az_dlext_20150413_8980_9324.csv | 345
v5 | Full | 3 | 42194az_dlext_20150414_9325_9598.csv | F:\UPOD\Cell_DLE\CSV_files_raw_nieuwe_structuur\2015\sap2_94\m04 | F:\UPOD\Cell_DLE\CSV_files_raw_nieuwe_structuur\2015\sap2_94\m04\42194az_dlext_20150414_9325_9598.csv | 274
v5 | Full | 3 | 42194az_dlext_20150415_9599_9765.csv | F:\UPOD\Cell_DLE\CSV_files_raw_nieuwe_structuur\2015\sap2_94\m04 | F:\UPOD\Cell_DLE\CSV_files_raw_nieuwe_structuur\2015\sap2_94\m04\42194az_dlext_20150415_9599_9765.csv | 167
v5 | Full | 3 | 42194az_dlext_20150416_9766_9849.csv | F:\UPOD\Cell_DLE\CSV_files_raw_nieuwe_structuur\2015\sap2_94\m04 | F:\UPOD\Cell_DLE\CSV_files_raw_nieuwe_structuur\2015\sap2_94\m04\42194az_dlext_20150416_9766_9849.csv | 84
v5 | Full | 3 | 42194az_dlext_20150417_9850_0037.csv | F:\UPOD\Cell_DLE\CSV_files_raw_nieuwe_structuur\2015\sap2_94\m04 | F:\UPOD\Cell_DLE\CSV_files_raw_nieuwe_structuur\2015\sap2_94\m04\42194az_dlext_20150417_9850_0037.csv | 188
v5 | Full | 3 | 42194az_dlext_20150418_0038_0135.csv | F:\UPOD\Cell_DLE\CSV_files_raw_nieuwe_structuur\2015\sap2_94\m04 | F:\UPOD\Cell_DLE\CSV_files_raw_nieuwe_structuur\2015\sap2_94\m04\42194az_dlext_20150418_0038_0135.csv | 98
v5 | Full | 3 | 42194az_dlext_20150419_0136_0251.csv | F:\UPOD\Cell_DLE\CSV_files_raw_nieuwe_structuur\2015\sap2_94\m04 | F:\UPOD\Cell_DLE\CSV_files_raw_nieuwe_structuur\2015\sap2_94\m04\42194az_dlext_20150419_0136_0251.csv | 116
v5 | Full | 3 | 42194az_dlext_20150420_0252_0579.csv | F:\UPOD\Cell_DLE\CSV_files_raw_nieuwe_structuur\2015\sap2_94\m04 | F:\UPOD\Cell_DLE\CSV_files_raw_nieuwe_structuur\2015\sap2_94\m04\42194az_dlext_20150420_0252_0579.csv | 328
v5 | Full | 3 | 42194az_dlext_20150421_0580_0900.csv | F:\UPOD\Cell_DLE\CSV_files_raw_nieuwe_structuur\2015\sap2_94\m04 | F:\UPOD\Cell_DLE\CSV_files_raw_nieuwe_structuur\2015\sap2_94\m04\42194az_dlext_20150421_0580_0900.csv | 321
v5 | Full | 3 | 42194az_dlext_20150422_0901_1050.csv | F:\UPOD\Cell_DLE\CSV_files_raw_nieuwe_structuur\2015\sap2_94\m04 | F:\UPOD\Cell_DLE\CSV_files_raw_nieuwe_structuur\2015\sap2_94\m04\42194az_dlext_20150422_0901_1050.csv | 150
v5 | Full | 3 | 42194az_dlext_20150423_1051_1339.csv | F:\UPOD\Cell_DLE\CSV_files_raw_nieuwe_structuur\2015\sap2_94\m04 | F:\UPOD\Cell_DLE\CSV_files_raw_nieuwe_structuur\2015\sap2_94\m04\42194az_dlext_20150423_1051_1339.csv | 289
v5 | Full | 3 | 42194az_dlext_20150424_1340_1594.csv | F:\UPOD\Cell_DLE\CSV_files_raw_nieuwe_structuur\2015\sap2_94\m04 | F:\UPOD\Cell_DLE\CSV_files_raw_nieuwe_structuur\2015\sap2_94\m04\42194az_dlext_20150424_1340_1594.csv | 255
v5 | Full | 3 | 42194az_dlext_20150425_1595_1718.csv | F:\UPOD\Cell_DLE\CSV_files_raw_nieuwe_structuur\2015\sap2_94\m04 | F:\UPOD\Cell_DLE\CSV_files_raw_nieuwe_structuur\2015\sap2_94\m04\42194az_dlext_20150425_1595_1718.csv | 124
v5 | Full | 3 | 42194az_dlext_20150426_1719_1815.csv | F:\UPOD\Cell_DLE\CSV_files_raw_nieuwe_structuur\2015\sap2_94\m04 | F:\UPOD\Cell_DLE\CSV_files_raw_nieuwe_structuur\2015\sap2_94\m04\42194az_dlext_20150426_1719_1815.csv | 97
v5 | Full | 3 | 42194az_dlext_20150427_1816_1954.csv | F:\UPOD\Cell_DLE\CSV_files_raw_nieuwe_structuur\2015\sap2_94\m04 | F:\UPOD\Cell_DLE\CSV_files_raw_nieuwe_structuur\2015\sap2_94\m04\42194az_dlext_20150427_1816_1954.csv | 139
v5 | Full | 3 | 42194az_dlext_20150428_1955_2095.csv | F:\UPOD\Cell_DLE\CSV_files_raw_nieuwe_structuur\2015\sap2_94\m04 | F:\UPOD\Cell_DLE\CSV_files_raw_nieuwe_structuur\2015\sap2_94\m04\42194az_dlext_20150428_1955_2095.csv | 141
v5 | Full | 3 | 42194az_dlext_20150429_2096_2330.csv | F:\UPOD\Cell_DLE\CSV_files_raw_nieuwe_structuur\2015\sap2_94\m04 | F:\UPOD\Cell_DLE\CSV_files_raw_nieuwe_structuur\2015\sap2_94\m04\42194az_dlext_20150429_2096_2330.csv | 235
v5 | Full | 3 | 42194az_dlext_20150430_2331_2674.csv | F:\UPOD\Cell_DLE\CSV_files_raw_nieuwe_structuur\2015\sap2_94\m04 | F:\UPOD\Cell_DLE\CSV_files_raw_nieuwe_structuur\2015\sap2_94\m04\42194az_dlext_20150430_2331_2674.csv | 344
v5 | Full | 3 | 42194az_dlext_20150430_2331_2674.csv | F:\UPOD\Cell_DLE\CSV_files_raw_nieuwe_structuur\2015\sap2_94\m05 | F:\UPOD\Cell_DLE\CSV_files_raw_nieuwe_structuur\2015\sap2_94\m05\42194az_dlext_20150430_2331_2674.csv | 344
v5 | Full | 3 | 42194az_dlext_20150501_2675_2902.csv | F:\UPOD\Cell_DLE\CSV_files_raw_nieuwe_structuur\2015\sap2_94\m05 | F:\UPOD\Cell_DLE\CSV_files_raw_nieuwe_structuur\2015\sap2_94\m05\42194az_dlext_20150501_2675_2902.csv | 228
v5 | Full | 3 | 42194az_dlext_20150502_2903_3027.csv | F:\UPOD\Cell_DLE\CSV_files_raw_nieuwe_structuur\2015\sap2_94\m05 | F:\UPOD\Cell_DLE\CSV_files_raw_nieuwe_structuur\2015\sap2_94\m05\42194az_dlext_20150502_2903_3027.csv | 125
v5 | Full | 3 | 42194az_dlext_20150503_3028_3129.csv | F:\UPOD\Cell_DLE\CSV_files_raw_nieuwe_structuur\2015\sap2_94\m05 | F:\UPOD\Cell_DLE\CSV_files_raw_nieuwe_structuur\2015\sap2_94\m05\42194az_dlext_20150503_3028_3129.csv | 102
v5 | Full | 3 | 42194az_dlext_20150504_3130_3410.csv | F:\UPOD\Cell_DLE\CSV_files_raw_nieuwe_structuur\2015\sap2_94\m05 | F:\UPOD\Cell_DLE\CSV_files_raw_nieuwe_structuur\2015\sap2_94\m05\42194az_dlext_20150504_3130_3410.csv | 281
v5 | Full | 3 | 42194az_dlext_20150505_3411_3634.csv | F:\UPOD\Cell_DLE\CSV_files_raw_nieuwe_structuur\2015\sap2_94\m05 | F:\UPOD\Cell_DLE\CSV_files_raw_nieuwe_structuur\2015\sap2_94\m05\42194az_dlext_20150505_3411_3634.csv | 224
v5 | Full | 3 | 42194az_dlext_20150506_3635_3869.csv | F:\UPOD\Cell_DLE\CSV_files_raw_nieuwe_structuur\2015\sap2_94\m05 | F:\UPOD\Cell_DLE\CSV_files_raw_nieuwe_structuur\2015\sap2_94\m05\42194az_dlext_20150506_3635_3869.csv | 235
v5 | Full | 3 | 42194az_dlext_20150507_3870_4027.csv | F:\UPOD\Cell_DLE\CSV_files_raw_nieuwe_structuur\2015\sap2_94\m05 | F:\UPOD\Cell_DLE\CSV_files_raw_nieuwe_structuur\2015\sap2_94\m05\42194az_dlext_20150507_3870_4027.csv | 158
v5 | Full | 3 | 42194az_dlext_20150508_4028_4261.csv | F:\UPOD\Cell_DLE\CSV_files_raw_nieuwe_structuur\2015\sap2_94\m05 | F:\UPOD\Cell_DLE\CSV_files_raw_nieuwe_structuur\2015\sap2_94\m05\42194az_dlext_20150508_4028_4261.csv | 234
v5 | Full | 3 | 42194az_dlext_20150509_4262_4361.csv | F:\UPOD\Cell_DLE\CSV_files_raw_nieuwe_structuur\2015\sap2_94\m05 | F:\UPOD\Cell_DLE\CSV_files_raw_nieuwe_structuur\2015\sap2_94\m05\42194az_dlext_20150509_4262_4361.csv | 100
v5 | Full | 3 | 42194az_dlext_20150510_4362_4477.csv | F:\UPOD\Cell_DLE\CSV_files_raw_nieuwe_structuur\2015\sap2_94\m05 | F:\UPOD\Cell_DLE\CSV_files_raw_nieuwe_structuur\2015\sap2_94\m05\42194az_dlext_20150510_4362_4477.csv | 116
v5 | Full | 3 | 42194az_dlext_20150511_4478_4801.csv | F:\UPOD\Cell_DLE\CSV_files_raw_nieuwe_structuur\2015\sap2_94\m05 | F:\UPOD\Cell_DLE\CSV_files_raw_nieuwe_structuur\2015\sap2_94\m05\42194az_dlext_20150511_4478_4801.csv | 324
v5 | Full | 3 | 42194az_dlext_20150512_4802_5083.csv | F:\UPOD\Cell_DLE\CSV_files_raw_nieuwe_structuur\2015\sap2_94\m05 | F:\UPOD\Cell_DLE\CSV_files_raw_nieuwe_structuur\2015\sap2_94\m05\42194az_dlext_20150512_4802_5083.csv | 282
v5 | Full | 3 | 42194az_dlext_20150513_5084_5366.csv | F:\UPOD\Cell_DLE\CSV_files_raw_nieuwe_structuur\2015\sap2_94\m05 | F:\UPOD\Cell_DLE\CSV_files_raw_nieuwe_structuur\2015\sap2_94\m05\42194az_dlext_20150513_5084_5366.csv | 283
v5 | Full | 3 | 42194az_dlext_20150514_5367_5489.csv | F:\UPOD\Cell_DLE\CSV_files_raw_nieuwe_structuur\2015\sap2_94\m05 | F:\UPOD\Cell_DLE\CSV_files_raw_nieuwe_structuur\2015\sap2_94\m05\42194az_dlext_20150514_5367_5489.csv | 123
v5 | Full | 3 | 42194az_dlext_20150515_5490_5642.csv | F:\UPOD\Cell_DLE\CSV_files_raw_nieuwe_structuur\2015\sap2_94\m05 | F:\UPOD\Cell_DLE\CSV_files_raw_nieuwe_structuur\2015\sap2_94\m05\42194az_dlext_20150515_5490_5642.csv | 153
v5 | Full | 3 | 42194az_dlext_20150516_5643_5750.csv | F:\UPOD\Cell_DLE\CSV_files_raw_nieuwe_structuur\2015\sap2_94\m05 | F:\UPOD\Cell_DLE\CSV_files_raw_nieuwe_structuur\2015\sap2_94\m05\42194az_dlext_20150516_5643_5750.csv | 108
v5 | Full | 3 | 42194az_dlext_20150517_5751_5866.csv | F:\UPOD\Cell_DLE\CSV_files_raw_nieuwe_structuur\2015\sap2_94\m05 | F:\UPOD\Cell_DLE\CSV_files_raw_nieuwe_structuur\2015\sap2_94\m05\42194az_dlext_20150517_5751_5866.csv | 116
v5 | Full | 3 | 42194az_dlext_20150518_5867_6196.csv | F:\UPOD\Cell_DLE\CSV_files_raw_nieuwe_structuur\2015\sap2_94\m05 | F:\UPOD\Cell_DLE\CSV_files_raw_nieuwe_structuur\2015\sap2_94\m05\42194az_dlext_20150518_5867_6196.csv | 330
v5 | Full | 3 | 42194az_dlext_20150519_6197_6489.csv | F:\UPOD\Cell_DLE\CSV_files_raw_nieuwe_structuur\2015\sap2_94\m05 | F:\UPOD\Cell_DLE\CSV_files_raw_nieuwe_structuur\2015\sap2_94\m05\42194az_dlext_20150519_6197_6489.csv | 293
v5 | Full | 3 | 42194az_dlext_20150520_6490_6824.csv | F:\UPOD\Cell_DLE\CSV_files_raw_nieuwe_structuur\2015\sap2_94\m05 | F:\UPOD\Cell_DLE\CSV_files_raw_nieuwe_structuur\2015\sap2_94\m05\42194az_dlext_20150520_6490_6824.csv | 335
v5 | Full | 3 | 42194az_dlext_20150521_6825_7163.csv | F:\UPOD\Cell_DLE\CSV_files_raw_nieuwe_structuur\2015\sap2_94\m05 | F:\UPOD\Cell_DLE\CSV_files_raw_nieuwe_structuur\2015\sap2_94\m05\42194az_dlext_20150521_6825_7163.csv | 339
v5 | Full | 3 | 42194az_dlext_20150522_7164_7448.csv | F:\UPOD\Cell_DLE\CSV_files_raw_nieuwe_structuur\2015\sap2_94\m05 | F:\UPOD\Cell_DLE\CSV_files_raw_nieuwe_structuur\2015\sap2_94\m05\42194az_dlext_20150522_7164_7448.csv | 285
v5 | Full | 3 | 42194az_dlext_20150523_7449_7587.csv | F:\UPOD\Cell_DLE\CSV_files_raw_nieuwe_structuur\2015\sap2_94\m05 | F:\UPOD\Cell_DLE\CSV_files_raw_nieuwe_structuur\2015\sap2_94\m05\42194az_dlext_20150523_7449_7587.csv | 139
v5 | Full | 3 | 42194az_dlext_20150524_7588_7701.csv | F:\UPOD\Cell_DLE\CSV_files_raw_nieuwe_structuur\2015\sap2_94\m05 | F:\UPOD\Cell_DLE\CSV_files_raw_nieuwe_structuur\2015\sap2_94\m05\42194az_dlext_20150524_7588_7701.csv | 114
v5 | Full | 3 | 42194az_dlext_20150525_7702_7844.csv | F:\UPOD\Cell_DLE\CSV_files_raw_nieuwe_structuur\2015\sap2_94\m05 | F:\UPOD\Cell_DLE\CSV_files_raw_nieuwe_structuur\2015\sap2_94\m05\42194az_dlext_20150525_7702_7844.csv | 143
v5 | Full | 3 | 42194az_dlext_20150526_7845_8142.csv | F:\UPOD\Cell_DLE\CSV_files_raw_nieuwe_structuur\2015\sap2_94\m05 | F:\UPOD\Cell_DLE\CSV_files_raw_nieuwe_structuur\2015\sap2_94\m05\42194az_dlext_20150526_7845_8142.csv | 298
v5 | Full | 3 | 42194az_dlext_20150527_8143_8448.csv | F:\UPOD\Cell_DLE\CSV_files_raw_nieuwe_structuur\2015\sap2_94\m05 | F:\UPOD\Cell_DLE\CSV_files_raw_nieuwe_structuur\2015\sap2_94\m05\42194az_dlext_20150527_8143_8448.csv | 306
v5 | Full | 3 | 42194az_dlext_20150528_8449_8743.csv | F:\UPOD\Cell_DLE\CSV_files_raw_nieuwe_structuur\2015\sap2_94\m05 | F:\UPOD\Cell_DLE\CSV_files_raw_nieuwe_structuur\2015\sap2_94\m05\42194az_dlext_20150528_8449_8743.csv | 295
v5 | Full | 3 | 42194az_dlext_20150529_8744_9004.csv | F:\UPOD\Cell_DLE\CSV_files_raw_nieuwe_structuur\2015\sap2_94\m05 | F:\UPOD\Cell_DLE\CSV_files_raw_nieuwe_structuur\2015\sap2_94\m05\42194az_dlext_20150529_8744_9004.csv | 261
v5 | Full | 3 | 42194az_dlext_20150530_9005_9101.csv | F:\UPOD\Cell_DLE\CSV_files_raw_nieuwe_structuur\2015\sap2_94\m05 | F:\UPOD\Cell_DLE\CSV_files_raw_nieuwe_structuur\2015\sap2_94\m05\42194az_dlext_20150530_9005_9101.csv | 97
v5 | Full | 3 | 42194az_dlext_20150531_9102_9221.csv | F:\UPOD\Cell_DLE\CSV_files_raw_nieuwe_structuur\2015\sap2_94\m06 | F:\UPOD\Cell_DLE\CSV_files_raw_nieuwe_structuur\2015\sap2_94\m06\42194az_dlext_20150531_9102_9221.csv | 120
v5 | Full | 3 | 42194az_dlext_20150601_9222_9537.csv | F:\UPOD\Cell_DLE\CSV_files_raw_nieuwe_structuur\2015\sap2_94\m06 | F:\UPOD\Cell_DLE\CSV_files_raw_nieuwe_structuur\2015\sap2_94\m06\42194az_dlext_20150601_9222_9537.csv | 316
v5 | Full | 3 | 42194az_dlext_20150602_9538_9860.csv | F:\UPOD\Cell_DLE\CSV_files_raw_nieuwe_structuur\2015\sap2_94\m06 | F:\UPOD\Cell_DLE\CSV_files_raw_nieuwe_structuur\2015\sap2_94\m06\42194az_dlext_20150602_9538_9860.csv | 323
v5 | Full | 3 | 42194az_dlext_20150603_9861_0140.csv | F:\UPOD\Cell_DLE\CSV_files_raw_nieuwe_structuur\2015\sap2_94\m06 | F:\UPOD\Cell_DLE\CSV_files_raw_nieuwe_structuur\2015\sap2_94\m06\42194az_dlext_20150603_9861_0140.csv | 280
v5 | Full | 3 | 42194az_dlext_20150604_0141_0434.csv | F:\UPOD\Cell_DLE\CSV_files_raw_nieuwe_structuur\2015\sap2_94\m06 | F:\UPOD\Cell_DLE\CSV_files_raw_nieuwe_structuur\2015\sap2_94\m06\42194az_dlext_20150604_0141_0434.csv | 294
v5 | Full | 3 | 42194az_dlext_20150605_0435_0685.csv | F:\UPOD\Cell_DLE\CSV_files_raw_nieuwe_structuur\2015\sap2_94\m06 | F:\UPOD\Cell_DLE\CSV_files_raw_nieuwe_structuur\2015\sap2_94\m06\42194az_dlext_20150605_0435_0685.csv | 251
v5 | Full | 3 | 42194az_dlext_20150606_0686_0814.csv | F:\UPOD\Cell_DLE\CSV_files_raw_nieuwe_structuur\2015\sap2_94\m06 | F:\UPOD\Cell_DLE\CSV_files_raw_nieuwe_structuur\2015\sap2_94\m06\42194az_dlext_20150606_0686_0814.csv | 129
v5 | Full | 3 | 42194az_dlext_20150607_0815_0921.csv | F:\UPOD\Cell_DLE\CSV_files_raw_nieuwe_structuur\2015\sap2_94\m06 | F:\UPOD\Cell_DLE\CSV_files_raw_nieuwe_structuur\2015\sap2_94\m06\42194az_dlext_20150607_0815_0921.csv | 107
v5 | Full | 3 | 42194az_dlext_20150608_0922_1245.csv | F:\UPOD\Cell_DLE\CSV_files_raw_nieuwe_structuur\2015\sap2_94\m06 | F:\UPOD\Cell_DLE\CSV_files_raw_nieuwe_structuur\2015\sap2_94\m06\42194az_dlext_20150608_0922_1245.csv | 324
v5 | Full | 3 | 42194az_dlext_20150609_1246_1518.csv | F:\UPOD\Cell_DLE\CSV_files_raw_nieuwe_structuur\2015\sap2_94\m06 | F:\UPOD\Cell_DLE\CSV_files_raw_nieuwe_structuur\2015\sap2_94\m06\42194az_dlext_20150609_1246_1518.csv | 273
v5 | Full | 3 | 42194az_dlext_20150610_1519_1777.csv | F:\UPOD\Cell_DLE\CSV_files_raw_nieuwe_structuur\2015\sap2_94\m06 | F:\UPOD\Cell_DLE\CSV_files_raw_nieuwe_structuur\2015\sap2_94\m06\42194az_dlext_20150610_1519_1777.csv | 259
v5 | Full | 3 | 42194az_dlext_20150611_1778_2060.csv | F:\UPOD\Cell_DLE\CSV_files_raw_nieuwe_structuur\2015\sap2_94\m06 | F:\UPOD\Cell_DLE\CSV_files_raw_nieuwe_structuur\2015\sap2_94\m06\42194az_dlext_20150611_1778_2060.csv | 283
v5 | Full | 3 | 42194az_dlext_20150612_2061_2310.csv | F:\UPOD\Cell_DLE\CSV_files_raw_nieuwe_structuur\2015\sap2_94\m06 | F:\UPOD\Cell_DLE\CSV_files_raw_nieuwe_structuur\2015\sap2_94\m06\42194az_dlext_20150612_2061_2310.csv | 250
v5 | Full | 3 | 42194az_dlext_20150613_2311_2437.csv | F:\UPOD\Cell_DLE\CSV_files_raw_nieuwe_structuur\2015\sap2_94\m06 | F:\UPOD\Cell_DLE\CSV_files_raw_nieuwe_structuur\2015\sap2_94\m06\42194az_dlext_20150613_2311_2437.csv | 127
v5 | Full | 3 | 42194az_dlext_20150614_2438_2545.csv | F:\UPOD\Cell_DLE\CSV_files_raw_nieuwe_structuur\2015\sap2_94\m06 | F:\UPOD\Cell_DLE\CSV_files_raw_nieuwe_structuur\2015\sap2_94\m06\42194az_dlext_20150614_2438_2545.csv | 108
v5 | Full | 3 | 42194az_dlext_20150615_2546_2889.csv | F:\UPOD\Cell_DLE\CSV_files_raw_nieuwe_structuur\2015\sap2_94\m06 | F:\UPOD\Cell_DLE\CSV_files_raw_nieuwe_structuur\2015\sap2_94\m06\42194az_dlext_20150615_2546_2889.csv | 344
v5 | Full | 3 | 42194az_dlext_20150616_2890_3170.csv | F:\UPOD\Cell_DLE\CSV_files_raw_nieuwe_structuur\2015\sap2_94\m06 | F:\UPOD\Cell_DLE\CSV_files_raw_nieuwe_structuur\2015\sap2_94\m06\42194az_dlext_20150616_2890_3170.csv | 281
v5 | Full | 3 | 42194az_dlext_20150617_3171_3430.csv | F:\UPOD\Cell_DLE\CSV_files_raw_nieuwe_structuur\2015\sap2_94\m06 | F:\UPOD\Cell_DLE\CSV_files_raw_nieuwe_structuur\2015\sap2_94\m06\42194az_dlext_20150617_3171_3430.csv | 260
v5 | Full | 3 | 42194az_dlext_20150618_3431_3606.csv | F:\UPOD\Cell_DLE\CSV_files_raw_nieuwe_structuur\2015\sap2_94\m06 | F:\UPOD\Cell_DLE\CSV_files_raw_nieuwe_structuur\2015\sap2_94\m06\42194az_dlext_20150618_3431_3606.csv | 176
v5 | Full | 3 | 42194az_dlext_20150619_3607_3826.csv | F:\UPOD\Cell_DLE\CSV_files_raw_nieuwe_structuur\2015\sap2_94\m06 | F:\UPOD\Cell_DLE\CSV_files_raw_nieuwe_structuur\2015\sap2_94\m06\42194az_dlext_20150619_3607_3826.csv | 220
v5 | Full | 3 | 42194az_dlext_20150620_3827_3953.csv | F:\UPOD\Cell_DLE\CSV_files_raw_nieuwe_structuur\2015\sap2_94\m06 | F:\UPOD\Cell_DLE\CSV_files_raw_nieuwe_structuur\2015\sap2_94\m06\42194az_dlext_20150620_3827_3953.csv | 127
v5 | Full | 3 | 42194az_dlext_20150621_3954_4062.csv | F:\UPOD\Cell_DLE\CSV_files_raw_nieuwe_structuur\2015\sap2_94\m06 | F:\UPOD\Cell_DLE\CSV_files_raw_nieuwe_structuur\2015\sap2_94\m06\42194az_dlext_20150621_3954_4062.csv | 109
v5 | Full | 3 | 42194az_dlext_20150622_4063_4385.csv | F:\UPOD\Cell_DLE\CSV_files_raw_nieuwe_structuur\2015\sap2_94\m06 | F:\UPOD\Cell_DLE\CSV_files_raw_nieuwe_structuur\2015\sap2_94\m06\42194az_dlext_20150622_4063_4385.csv | 323
v5 | Full | 3 | 42194az_dlext_20150623_4386_4687.csv | F:\UPOD\Cell_DLE\CSV_files_raw_nieuwe_structuur\2015\sap2_94\m06 | F:\UPOD\Cell_DLE\CSV_files_raw_nieuwe_structuur\2015\sap2_94\m06\42194az_dlext_20150623_4386_4687.csv | 302
v5 | Full | 3 | 42194az_dlext_20150624_4688_4951.csv | F:\UPOD\Cell_DLE\CSV_files_raw_nieuwe_structuur\2015\sap2_94\m06 | F:\UPOD\Cell_DLE\CSV_files_raw_nieuwe_structuur\2015\sap2_94\m06\42194az_dlext_20150624_4688_4951.csv | 264
v5 | Full | 3 | 42194az_dlext_20150625_4952_5202.csv | F:\UPOD\Cell_DLE\CSV_files_raw_nieuwe_structuur\2015\sap2_94\m06 | F:\UPOD\Cell_DLE\CSV_files_raw_nieuwe_structuur\2015\sap2_94\m06\42194az_dlext_20150625_4952_5202.csv | 251
v5 | Full | 3 | 42194az_dlext_20150626_5203_5415.csv | F:\UPOD\Cell_DLE\CSV_files_raw_nieuwe_structuur\2015\sap2_94\m06 | F:\UPOD\Cell_DLE\CSV_files_raw_nieuwe_structuur\2015\sap2_94\m06\42194az_dlext_20150626_5203_5415.csv | 213
v5 | Full | 3 | 42194az_dlext_20150627_5416_5534.csv | F:\UPOD\Cell_DLE\CSV_files_raw_nieuwe_structuur\2015\sap2_94\m06 | F:\UPOD\Cell_DLE\CSV_files_raw_nieuwe_structuur\2015\sap2_94\m06\42194az_dlext_20150627_5416_5534.csv | 119
v5 | Full | 3 | 42194az_dlext_20150628_5535_5678.csv | F:\UPOD\Cell_DLE\CSV_files_raw_nieuwe_structuur\2015\sap2_94\m06 | F:\UPOD\Cell_DLE\CSV_files_raw_nieuwe_structuur\2015\sap2_94\m06\42194az_dlext_20150628_5535_5678.csv | 144
v5 | Full | 3 | 42194az_dlext_20150629_5679_5939.csv | F:\UPOD\Cell_DLE\CSV_files_raw_nieuwe_structuur\2015\sap2_94\m06 | F:\UPOD\Cell_DLE\CSV_files_raw_nieuwe_structuur\2015\sap2_94\m06\42194az_dlext_20150629_5679_5939.csv | 261
v5 | Full | 3 | 42194az_dlext_20150630_5940_6190.csv | F:\UPOD\Cell_DLE\CSV_files_raw_nieuwe_structuur\2015\sap2_94\m07 | F:\UPOD\Cell_DLE\CSV_files_raw_nieuwe_structuur\2015\sap2_94\m07\42194az_dlext_20150630_5940_6190.csv | 251
v5 | Full | 3 | 42194az_dlext_20150701_6191_6426.csv | F:\UPOD\Cell_DLE\CSV_files_raw_nieuwe_structuur\2015\sap2_94\m07 | F:\UPOD\Cell_DLE\CSV_files_raw_nieuwe_structuur\2015\sap2_94\m07\42194az_dlext_20150701_6191_6426.csv | 236
v5 | Full | 3 | 42194az_dlext_20150702_6427_6760.csv | F:\UPOD\Cell_DLE\CSV_files_raw_nieuwe_structuur\2015\sap2_94\m07 | F:\UPOD\Cell_DLE\CSV_files_raw_nieuwe_structuur\2015\sap2_94\m07\42194az_dlext_20150702_6427_6760.csv | 334
v5 | Full | 3 | 42194az_dlext_20150703_6761_7127.csv | F:\UPOD\Cell_DLE\CSV_files_raw_nieuwe_structuur\2015\sap2_94\m07 | F:\UPOD\Cell_DLE\CSV_files_raw_nieuwe_structuur\2015\sap2_94\m07\42194az_dlext_20150703_6761_7127.csv | 367
v5 | Full | 3 | 42194az_dlext_20150704_7128_7225.csv | F:\UPOD\Cell_DLE\CSV_files_raw_nieuwe_structuur\2015\sap2_94\m07 | F:\UPOD\Cell_DLE\CSV_files_raw_nieuwe_structuur\2015\sap2_94\m07\42194az_dlext_20150704_7128_7225.csv | 98
v5 | Full | 3 | 42194az_dlext_20150705_7226_7339.csv | F:\UPOD\Cell_DLE\CSV_files_raw_nieuwe_structuur\2015\sap2_94\m07 | F:\UPOD\Cell_DLE\CSV_files_raw_nieuwe_structuur\2015\sap2_94\m07\42194az_dlext_20150705_7226_7339.csv | 114
v5 | Full | 3 | 42194az_dlext_20150706_7340_7666.csv | F:\UPOD\Cell_DLE\CSV_files_raw_nieuwe_structuur\2015\sap2_94\m07 | F:\UPOD\Cell_DLE\CSV_files_raw_nieuwe_structuur\2015\sap2_94\m07\42194az_dlext_20150706_7340_7666.csv | 327
v5 | Full | 3 | 42194az_dlext_20150707_7667_8044.csv | F:\UPOD\Cell_DLE\CSV_files_raw_nieuwe_structuur\2015\sap2_94\m07 | F:\UPOD\Cell_DLE\CSV_files_raw_nieuwe_structuur\2015\sap2_94\m07\42194az_dlext_20150707_7667_8044.csv | 378
v5 | Full | 3 | 42194az_dlext_20150708_8045_8276.csv | F:\UPOD\Cell_DLE\CSV_files_raw_nieuwe_structuur\2015\sap2_94\m07 | F:\UPOD\Cell_DLE\CSV_files_raw_nieuwe_structuur\2015\sap2_94\m07\42194az_dlext_20150708_8045_8276.csv | 232
v5 | Full | 3 | 42194az_dlext_20150709_8277_8624.csv | F:\UPOD\Cell_DLE\CSV_files_raw_nieuwe_structuur\2015\sap2_94\m07 | F:\UPOD\Cell_DLE\CSV_files_raw_nieuwe_structuur\2015\sap2_94\m07\42194az_dlext_20150709_8277_8624.csv | 348
v5 | Full | 3 | 42194az_dlext_20150710_8625_8942.csv | F:\UPOD\Cell_DLE\CSV_files_raw_nieuwe_structuur\2015\sap2_94\m07 | F:\UPOD\Cell_DLE\CSV_files_raw_nieuwe_structuur\2015\sap2_94\m07\42194az_dlext_20150710_8625_8942.csv | 318
v5 | Full | 3 | 42194az_dlext_20150711_8943_9050.csv | F:\UPOD\Cell_DLE\CSV_files_raw_nieuwe_structuur\2015\sap2_94\m07 | F:\UPOD\Cell_DLE\CSV_files_raw_nieuwe_structuur\2015\sap2_94\m07\42194az_dlext_20150711_8943_9050.csv | 108
v5 | Full | 3 | 42194az_dlext_20150712_9051_9149.csv | F:\UPOD\Cell_DLE\CSV_files_raw_nieuwe_structuur\2015\sap2_94\m07 | F:\UPOD\Cell_DLE\CSV_files_raw_nieuwe_structuur\2015\sap2_94\m07\42194az_dlext_20150712_9051_9149.csv | 99
v5 | Full | 3 | 42194az_dlext_20150713_9150_9436.csv | F:\UPOD\Cell_DLE\CSV_files_raw_nieuwe_structuur\2015\sap2_94\m07 | F:\UPOD\Cell_DLE\CSV_files_raw_nieuwe_structuur\2015\sap2_94\m07\42194az_dlext_20150713_9150_9436.csv | 287
v5 | Full | 3 | 42194az_dlext_20150714_9437_9627.csv | F:\UPOD\Cell_DLE\CSV_files_raw_nieuwe_structuur\2015\sap2_94\m07 | F:\UPOD\Cell_DLE\CSV_files_raw_nieuwe_structuur\2015\sap2_94\m07\42194az_dlext_20150714_9437_9627.csv | 191
v5 | Full | 3 | 42194az_dlext_20150715_9628_9846.csv | F:\UPOD\Cell_DLE\CSV_files_raw_nieuwe_structuur\2015\sap2_94\m07 | F:\UPOD\Cell_DLE\CSV_files_raw_nieuwe_structuur\2015\sap2_94\m07\42194az_dlext_20150715_9628_9846.csv | 219
v5 | Full | 3 | 42194az_dlext_20150716_9847_0009.csv | F:\UPOD\Cell_DLE\CSV_files_raw_nieuwe_structuur\2015\sap2_94\m07 | F:\UPOD\Cell_DLE\CSV_files_raw_nieuwe_structuur\2015\sap2_94\m07\42194az_dlext_20150716_9847_0009.csv | 163
v5 | Full | 3 | 42194az_dlext_20150717_0010_0211.csv | F:\UPOD\Cell_DLE\CSV_files_raw_nieuwe_structuur\2015\sap2_94\m07 | F:\UPOD\Cell_DLE\CSV_files_raw_nieuwe_structuur\2015\sap2_94\m07\42194az_dlext_20150717_0010_0211.csv | 202
v5 | Full | 3 | 42194az_dlext_20150718_0212_0286.csv | F:\UPOD\Cell_DLE\CSV_files_raw_nieuwe_structuur\2015\sap2_94\m07 | F:\UPOD\Cell_DLE\CSV_files_raw_nieuwe_structuur\2015\sap2_94\m07\42194az_dlext_20150718_0212_0286.csv | 75
v5 | Full | 3 | 42194az_dlext_20150719_0287_0376.csv | F:\UPOD\Cell_DLE\CSV_files_raw_nieuwe_structuur\2015\sap2_94\m07 | F:\UPOD\Cell_DLE\CSV_files_raw_nieuwe_structuur\2015\sap2_94\m07\42194az_dlext_20150719_0287_0376.csv | 90
v5 | Full | 3 | 42194az_dlext_20150720_0377_0632.csv | F:\UPOD\Cell_DLE\CSV_files_raw_nieuwe_structuur\2015\sap2_94\m07 | F:\UPOD\Cell_DLE\CSV_files_raw_nieuwe_structuur\2015\sap2_94\m07\42194az_dlext_20150720_0377_0632.csv | 256
v5 | Full | 3 | 42194az_dlext_20150721_0633_0866.csv | F:\UPOD\Cell_DLE\CSV_files_raw_nieuwe_structuur\2015\sap2_94\m07 | F:\UPOD\Cell_DLE\CSV_files_raw_nieuwe_structuur\2015\sap2_94\m07\42194az_dlext_20150721_0633_0866.csv | 234
v5 | Full | 3 | 42194az_dlext_20150722_0867_1089.csv | F:\UPOD\Cell_DLE\CSV_files_raw_nieuwe_structuur\2015\sap2_94\m07 | F:\UPOD\Cell_DLE\CSV_files_raw_nieuwe_structuur\2015\sap2_94\m07\42194az_dlext_20150722_0867_1089.csv | 223
v5 | Full | 3 | 42194az_dlext_20150723_1090_1328.csv | F:\UPOD\Cell_DLE\CSV_files_raw_nieuwe_structuur\2015\sap2_94\m07 | F:\UPOD\Cell_DLE\CSV_files_raw_nieuwe_structuur\2015\sap2_94\m07\42194az_dlext_20150723_1090_1328.csv | 239
v5 | Full | 3 | 42194az_dlext_20150724_1329_1544.csv | F:\UPOD\Cell_DLE\CSV_files_raw_nieuwe_structuur\2015\sap2_94\m07 | F:\UPOD\Cell_DLE\CSV_files_raw_nieuwe_structuur\2015\sap2_94\m07\42194az_dlext_20150724_1329_1544.csv | 216
v5 | Full | 3 | 42194az_dlext_20150725_1545_1632.csv | F:\UPOD\Cell_DLE\CSV_files_raw_nieuwe_structuur\2015\sap2_94\m07 | F:\UPOD\Cell_DLE\CSV_files_raw_nieuwe_structuur\2015\sap2_94\m07\42194az_dlext_20150725_1545_1632.csv | 88
v5 | Full | 3 | 42194az_dlext_20150726_1633_1746.csv | F:\UPOD\Cell_DLE\CSV_files_raw_nieuwe_structuur\2015\sap2_94\m07 | F:\UPOD\Cell_DLE\CSV_files_raw_nieuwe_structuur\2015\sap2_94\m07\42194az_dlext_20150726_1633_1746.csv | 114
v5 | Full | 3 | 42194az_dlext_20150727_1747_2048.csv | F:\UPOD\Cell_DLE\CSV_files_raw_nieuwe_structuur\2015\sap2_94\m07 | F:\UPOD\Cell_DLE\CSV_files_raw_nieuwe_structuur\2015\sap2_94\m07\42194az_dlext_20150727_1747_2048.csv | 302
v5 | Full | 3 | 42194az_dlext_20150728_2049_2318.csv | F:\UPOD\Cell_DLE\CSV_files_raw_nieuwe_structuur\2015\sap2_94\m07 | F:\UPOD\Cell_DLE\CSV_files_raw_nieuwe_structuur\2015\sap2_94\m07\42194az_dlext_20150728_2049_2318.csv | 270
v5 | Full | 3 | 42194az_dlext_20150729_2319_2513.csv | F:\UPOD\Cell_DLE\CSV_files_raw_nieuwe_structuur\2015\sap2_94\m07 | F:\UPOD\Cell_DLE\CSV_files_raw_nieuwe_structuur\2015\sap2_94\m07\42194az_dlext_20150729_2319_2513.csv | 195
v5 | Full | 3 | 42194az_dlext_20150730_2514_2714.csv | F:\UPOD\Cell_DLE\CSV_files_raw_nieuwe_structuur\2015\sap2_94\m07 | F:\UPOD\Cell_DLE\CSV_files_raw_nieuwe_structuur\2015\sap2_94\m07\42194az_dlext_20150730_2514_2714.csv | 201
v5 | Full | 3 | 42194az_dlext_20150731_2715_2858.csv | F:\UPOD\Cell_DLE\CSV_files_raw_nieuwe_structuur\2015\sap2_94\m08 | F:\UPOD\Cell_DLE\CSV_files_raw_nieuwe_structuur\2015\sap2_94\m08\42194az_dlext_20150731_2715_2858.csv | 144
v5 | Full | 3 | 42194az_dlext_20150801_2859_2964.csv | F:\UPOD\Cell_DLE\CSV_files_raw_nieuwe_structuur\2015\sap2_94\m08 | F:\UPOD\Cell_DLE\CSV_files_raw_nieuwe_structuur\2015\sap2_94\m08\42194az_dlext_20150801_2859_2964.csv | 106
v5 | Full | 3 | 42194az_dlext_20150802_2965_3067.csv | F:\UPOD\Cell_DLE\CSV_files_raw_nieuwe_structuur\2015\sap2_94\m08 | F:\UPOD\Cell_DLE\CSV_files_raw_nieuwe_structuur\2015\sap2_94\m08\42194az_dlext_20150802_2965_3067.csv | 103
v5 | Full | 3 | 42194az_dlext_20150803_3068_3325.csv | F:\UPOD\Cell_DLE\CSV_files_raw_nieuwe_structuur\2015\sap2_94\m08 | F:\UPOD\Cell_DLE\CSV_files_raw_nieuwe_structuur\2015\sap2_94\m08\42194az_dlext_20150803_3068_3325.csv | 258
v5 | Full | 3 | 42194az_dlext_20150804_3326_3501.csv | F:\UPOD\Cell_DLE\CSV_files_raw_nieuwe_structuur\2015\sap2_94\m08 | F:\UPOD\Cell_DLE\CSV_files_raw_nieuwe_structuur\2015\sap2_94\m08\42194az_dlext_20150804_3326_3501.csv | 176
v5 | Full | 3 | 42194az_dlext_20150805_3502_3744.csv | F:\UPOD\Cell_DLE\CSV_files_raw_nieuwe_structuur\2015\sap2_94\m08 | F:\UPOD\Cell_DLE\CSV_files_raw_nieuwe_structuur\2015\sap2_94\m08\42194az_dlext_20150805_3502_3744.csv | 243
v5 | Full | 3 | 42194az_dlext_20150806_3745_3952.csv | F:\UPOD\Cell_DLE\CSV_files_raw_nieuwe_structuur\2015\sap2_94\m08 | F:\UPOD\Cell_DLE\CSV_files_raw_nieuwe_structuur\2015\sap2_94\m08\42194az_dlext_20150806_3745_3952.csv | 208
v5 | Full | 3 | 42194az_dlext_20150807_3953_4155.csv | F:\UPOD\Cell_DLE\CSV_files_raw_nieuwe_structuur\2015\sap2_94\m08 | F:\UPOD\Cell_DLE\CSV_files_raw_nieuwe_structuur\2015\sap2_94\m08\42194az_dlext_20150807_3953_4155.csv | 203
v5 | Full | 3 | 42194az_dlext_20150808_4156_4259.csv | F:\UPOD\Cell_DLE\CSV_files_raw_nieuwe_structuur\2015\sap2_94\m08 | F:\UPOD\Cell_DLE\CSV_files_raw_nieuwe_structuur\2015\sap2_94\m08\42194az_dlext_20150808_4156_4259.csv | 104
v5 | Full | 3 | 42194az_dlext_20150809_4260_4348.csv | F:\UPOD\Cell_DLE\CSV_files_raw_nieuwe_structuur\2015\sap2_94\m08 | F:\UPOD\Cell_DLE\CSV_files_raw_nieuwe_structuur\2015\sap2_94\m08\42194az_dlext_20150809_4260_4348.csv | 89
v5 | Full | 3 | 42194az_dlext_20150810_4349_4592.csv | F:\UPOD\Cell_DLE\CSV_files_raw_nieuwe_structuur\2015\sap2_94\m08 | F:\UPOD\Cell_DLE\CSV_files_raw_nieuwe_structuur\2015\sap2_94\m08\42194az_dlext_20150810_4349_4592.csv | 244
v5 | Full | 3 | 42194az_dlext_20150811_4593_4826.csv | F:\UPOD\Cell_DLE\CSV_files_raw_nieuwe_structuur\2015\sap2_94\m08 | F:\UPOD\Cell_DLE\CSV_files_raw_nieuwe_structuur\2015\sap2_94\m08\42194az_dlext_20150811_4593_4826.csv | 234
v5 | Full | 3 | 42194az_dlext_20150812_4827_5025.csv | F:\UPOD\Cell_DLE\CSV_files_raw_nieuwe_structuur\2015\sap2_94\m08 | F:\UPOD\Cell_DLE\CSV_files_raw_nieuwe_structuur\2015\sap2_94\m08\42194az_dlext_20150812_4827_5025.csv | 199
v5 | Full | 3 | 42194az_dlext_20150813_5026_5275.csv | F:\UPOD\Cell_DLE\CSV_files_raw_nieuwe_structuur\2015\sap2_94\m08 | F:\UPOD\Cell_DLE\CSV_files_raw_nieuwe_structuur\2015\sap2_94\m08\42194az_dlext_20150813_5026_5275.csv | 250
v5 | Full | 3 | 42194az_dlext_20150814_5276_5466.csv | F:\UPOD\Cell_DLE\CSV_files_raw_nieuwe_structuur\2015\sap2_94\m08 | F:\UPOD\Cell_DLE\CSV_files_raw_nieuwe_structuur\2015\sap2_94\m08\42194az_dlext_20150814_5276_5466.csv | 191
v5 | Full | 3 | 42194az_dlext_20150815_5467_5602.csv | F:\UPOD\Cell_DLE\CSV_files_raw_nieuwe_structuur\2015\sap2_94\m08 | F:\UPOD\Cell_DLE\CSV_files_raw_nieuwe_structuur\2015\sap2_94\m08\42194az_dlext_20150815_5467_5602.csv | 136
v5 | Full | 3 | 42194az_dlext_20150816_5603_5728.csv | F:\UPOD\Cell_DLE\CSV_files_raw_nieuwe_structuur\2015\sap2_94\m08 | F:\UPOD\Cell_DLE\CSV_files_raw_nieuwe_structuur\2015\sap2_94\m08\42194az_dlext_20150816_5603_5728.csv | 126
v5 | Full | 3 | 42194az_dlext_20150817_5729_6137.csv | F:\UPOD\Cell_DLE\CSV_files_raw_nieuwe_structuur\2015\sap2_94\m08 | F:\UPOD\Cell_DLE\CSV_files_raw_nieuwe_structuur\2015\sap2_94\m08\42194az_dlext_20150817_5729_6137.csv | 409
v5 | Full | 3 | 42194az_dlext_20150818_6138_6458.csv | F:\UPOD\Cell_DLE\CSV_files_raw_nieuwe_structuur\2015\sap2_94\m08 | F:\UPOD\Cell_DLE\CSV_files_raw_nieuwe_structuur\2015\sap2_94\m08\42194az_dlext_20150818_6138_6458.csv | 321
v5 | Full | 3 | 42194az_dlext_20150819_6459_6731.csv | F:\UPOD\Cell_DLE\CSV_files_raw_nieuwe_structuur\2015\sap2_94\m08 | F:\UPOD\Cell_DLE\CSV_files_raw_nieuwe_structuur\2015\sap2_94\m08\42194az_dlext_20150819_6459_6731.csv | 273
v5 | Full | 3 | 42194az_dlext_20150820_6732_6995.csv | F:\UPOD\Cell_DLE\CSV_files_raw_nieuwe_structuur\2015\sap2_94\m08 | F:\UPOD\Cell_DLE\CSV_files_raw_nieuwe_structuur\2015\sap2_94\m08\42194az_dlext_20150820_6732_6995.csv | 264
v5 | Full | 3 | 42194az_dlext_20150821_6996_7267.csv | F:\UPOD\Cell_DLE\CSV_files_raw_nieuwe_structuur\2015\sap2_94\m08 | F:\UPOD\Cell_DLE\CSV_files_raw_nieuwe_structuur\2015\sap2_94\m08\42194az_dlext_20150821_6996_7267.csv | 272
v5 | Full | 3 | 42194az_dlext_20150822_7268_7373.csv | F:\UPOD\Cell_DLE\CSV_files_raw_nieuwe_structuur\2015\sap2_94\m08 | F:\UPOD\Cell_DLE\CSV_files_raw_nieuwe_structuur\2015\sap2_94\m08\42194az_dlext_20150822_7268_7373.csv | 106
v5 | Full | 3 | 42194az_dlext_20150823_7374_7475.csv | F:\UPOD\Cell_DLE\CSV_files_raw_nieuwe_structuur\2015\sap2_94\m08 | F:\UPOD\Cell_DLE\CSV_files_raw_nieuwe_structuur\2015\sap2_94\m08\42194az_dlext_20150823_7374_7475.csv | 102
v5 | Full | 3 | 42194az_dlext_20150824_7476_7807.csv | F:\UPOD\Cell_DLE\CSV_files_raw_nieuwe_structuur\2015\sap2_94\m08 | F:\UPOD\Cell_DLE\CSV_files_raw_nieuwe_structuur\2015\sap2_94\m08\42194az_dlext_20150824_7476_7807.csv | 332
v5 | Full | 3 | 42194az_dlext_20150825_7808_8090.csv | F:\UPOD\Cell_DLE\CSV_files_raw_nieuwe_structuur\2015\sap2_94\m08 | F:\UPOD\Cell_DLE\CSV_files_raw_nieuwe_structuur\2015\sap2_94\m08\42194az_dlext_20150825_7808_8090.csv | 283
v5 | Full | 3 | 42194az_dlext_20150826_8091_8320.csv | F:\UPOD\Cell_DLE\CSV_files_raw_nieuwe_structuur\2015\sap2_94\m08 | F:\UPOD\Cell_DLE\CSV_files_raw_nieuwe_structuur\2015\sap2_94\m08\42194az_dlext_20150826_8091_8320.csv | 230
v5 | Full | 3 | 42194az_dlext_20150827_8321_8647.csv | F:\UPOD\Cell_DLE\CSV_files_raw_nieuwe_structuur\2015\sap2_94\m08 | F:\UPOD\Cell_DLE\CSV_files_raw_nieuwe_structuur\2015\sap2_94\m08\42194az_dlext_20150827_8321_8647.csv | 327
v5 | Full | 3 | 42194az_dlext_20150828_8648_8903.csv | F:\UPOD\Cell_DLE\CSV_files_raw_nieuwe_structuur\2015\sap2_94\m08 | F:\UPOD\Cell_DLE\CSV_files_raw_nieuwe_structuur\2015\sap2_94\m08\42194az_dlext_20150828_8648_8903.csv | 256
v5 | Full | 3 | 42194az_dlext_20150829_8904_9065.csv | F:\UPOD\Cell_DLE\CSV_files_raw_nieuwe_structuur\2015\sap2_94\m08 | F:\UPOD\Cell_DLE\CSV_files_raw_nieuwe_structuur\2015\sap2_94\m08\42194az_dlext_20150829_8904_9065.csv | 162
v5 | Full | 3 | 42194az_dlext_20150830_9066_9197.csv | F:\UPOD\Cell_DLE\CSV_files_raw_nieuwe_structuur\2015\sap2_94\m08 | F:\UPOD\Cell_DLE\CSV_files_raw_nieuwe_structuur\2015\sap2_94\m08\42194az_dlext_20150830_9066_9197.csv | 132
v5 | Full | 3 | 42194az_dlext_20150831_9198_9533.csv | F:\UPOD\Cell_DLE\CSV_files_raw_nieuwe_structuur\2015\sap2_94\m08 | F:\UPOD\Cell_DLE\CSV_files_raw_nieuwe_structuur\2015\sap2_94\m08\42194az_dlext_20150831_9198_9533.csv | 336
v5 | Full | 3 | 42194az_dlext_20150901_9534_9736.csv | F:\UPOD\Cell_DLE\CSV_files_raw_nieuwe_structuur\2015\sap2_94\m09 | F:\UPOD\Cell_DLE\CSV_files_raw_nieuwe_structuur\2015\sap2_94\m09\42194az_dlext_20150901_9534_9736.csv | 203
v5 | Full | 3 | 42194az_dlext_20150902_9737_0034.csv | F:\UPOD\Cell_DLE\CSV_files_raw_nieuwe_structuur\2015\sap2_94\m09 | F:\UPOD\Cell_DLE\CSV_files_raw_nieuwe_structuur\2015\sap2_94\m09\42194az_dlext_20150902_9737_0034.csv | 298
v5 | Full | 3 | 42194az_dlext_20150903_0035_0306.csv | F:\UPOD\Cell_DLE\CSV_files_raw_nieuwe_structuur\2015\sap2_94\m09 | F:\UPOD\Cell_DLE\CSV_files_raw_nieuwe_structuur\2015\sap2_94\m09\42194az_dlext_20150903_0035_0306.csv | 272
v5 | Full | 3 | 42194az_dlext_20150904_0307_0530.csv | F:\UPOD\Cell_DLE\CSV_files_raw_nieuwe_structuur\2015\sap2_94\m09 | F:\UPOD\Cell_DLE\CSV_files_raw_nieuwe_structuur\2015\sap2_94\m09\42194az_dlext_20150904_0307_0530.csv | 224
v5 | Full | 3 | 42194az_dlext_20150905_0531_0654.csv | F:\UPOD\Cell_DLE\CSV_files_raw_nieuwe_structuur\2015\sap2_94\m09 | F:\UPOD\Cell_DLE\CSV_files_raw_nieuwe_structuur\2015\sap2_94\m09\42194az_dlext_20150905_0531_0654.csv | 124
v5 | Full | 3 | 42194az_dlext_20150906_0655_0768.csv | F:\UPOD\Cell_DLE\CSV_files_raw_nieuwe_structuur\2015\sap2_94\m09 | F:\UPOD\Cell_DLE\CSV_files_raw_nieuwe_structuur\2015\sap2_94\m09\42194az_dlext_20150906_0655_0768.csv | 114
v5 | Full | 3 | 42194az_dlext_20150907_0769_1066.csv | F:\UPOD\Cell_DLE\CSV_files_raw_nieuwe_structuur\2015\sap2_94\m09 | F:\UPOD\Cell_DLE\CSV_files_raw_nieuwe_structuur\2015\sap2_94\m09\42194az_dlext_20150907_0769_1066.csv | 298
v5 | Full | 3 | 42194az_dlext_20150908_1067_1334.csv | F:\UPOD\Cell_DLE\CSV_files_raw_nieuwe_structuur\2015\sap2_94\m09 | F:\UPOD\Cell_DLE\CSV_files_raw_nieuwe_structuur\2015\sap2_94\m09\42194az_dlext_20150908_1067_1334.csv | 268
v5 | Full | 3 | 42194az_dlext_20150909_1335_1562.csv | F:\UPOD\Cell_DLE\CSV_files_raw_nieuwe_structuur\2015\sap2_94\m09 | F:\UPOD\Cell_DLE\CSV_files_raw_nieuwe_structuur\2015\sap2_94\m09\42194az_dlext_20150909_1335_1562.csv | 228
v5 | Full | 3 | 42194az_dlext_20150910_1563_1851.csv | F:\UPOD\Cell_DLE\CSV_files_raw_nieuwe_structuur\2015\sap2_94\m09 | F:\UPOD\Cell_DLE\CSV_files_raw_nieuwe_structuur\2015\sap2_94\m09\42194az_dlext_20150910_1563_1851.csv | 289
v5 | Full | 3 | 42194az_dlext_20150911_1852_2089.csv | F:\UPOD\Cell_DLE\CSV_files_raw_nieuwe_structuur\2015\sap2_94\m09 | F:\UPOD\Cell_DLE\CSV_files_raw_nieuwe_structuur\2015\sap2_94\m09\42194az_dlext_20150911_1852_2089.csv | 238
v5 | Full | 3 | 42194az_dlext_20150912_2090_2204.csv | F:\UPOD\Cell_DLE\CSV_files_raw_nieuwe_structuur\2015\sap2_94\m09 | F:\UPOD\Cell_DLE\CSV_files_raw_nieuwe_structuur\2015\sap2_94\m09\42194az_dlext_20150912_2090_2204.csv | 115
v5 | Full | 3 | 42194az_dlext_20150913_2205_2352.csv | F:\UPOD\Cell_DLE\CSV_files_raw_nieuwe_structuur\2015\sap2_94\m09 | F:\UPOD\Cell_DLE\CSV_files_raw_nieuwe_structuur\2015\sap2_94\m09\42194az_dlext_20150913_2205_2352.csv | 148
v5 | Full | 3 | 42194az_dlext_20150914_2353_2737.csv | F:\UPOD\Cell_DLE\CSV_files_raw_nieuwe_structuur\2015\sap2_94\m09 | F:\UPOD\Cell_DLE\CSV_files_raw_nieuwe_structuur\2015\sap2_94\m09\42194az_dlext_20150914_2353_2737.csv | 385
v5 | Full | 3 | 42194az_dlext_20150915_2738_3086.csv | F:\UPOD\Cell_DLE\CSV_files_raw_nieuwe_structuur\2015\sap2_94\m09 | F:\UPOD\Cell_DLE\CSV_files_raw_nieuwe_structuur\2015\sap2_94\m09\42194az_dlext_20150915_2738_3086.csv | 349
v5 | Full | 3 | 42194az_dlext_20150916_3087_3357.csv | F:\UPOD\Cell_DLE\CSV_files_raw_nieuwe_structuur\2015\sap2_94\m09 | F:\UPOD\Cell_DLE\CSV_files_raw_nieuwe_structuur\2015\sap2_94\m09\42194az_dlext_20150916_3087_3357.csv | 271
v5 | Full | 3 | 42194az_dlext_20150917_3358_3677.csv | F:\UPOD\Cell_DLE\CSV_files_raw_nieuwe_structuur\2015\sap2_94\m09 | F:\UPOD\Cell_DLE\CSV_files_raw_nieuwe_structuur\2015\sap2_94\m09\42194az_dlext_20150917_3358_3677.csv | 320
v5 | Full | 3 | 42194az_dlext_20150918_3678_4053.csv | F:\UPOD\Cell_DLE\CSV_files_raw_nieuwe_structuur\2015\sap2_94\m09 | F:\UPOD\Cell_DLE\CSV_files_raw_nieuwe_structuur\2015\sap2_94\m09\42194az_dlext_20150918_3678_4053.csv | 376
v5 | Full | 3 | 42194az_dlext_20150919_4054_4211.csv | F:\UPOD\Cell_DLE\CSV_files_raw_nieuwe_structuur\2015\sap2_94\m09 | F:\UPOD\Cell_DLE\CSV_files_raw_nieuwe_structuur\2015\sap2_94\m09\42194az_dlext_20150919_4054_4211.csv | 158
v5 | Full | 3 | 42194az_dlext_20150920_4212_4365.csv | F:\UPOD\Cell_DLE\CSV_files_raw_nieuwe_structuur\2015\sap2_94\m09 | F:\UPOD\Cell_DLE\CSV_files_raw_nieuwe_structuur\2015\sap2_94\m09\42194az_dlext_20150920_4212_4365.csv | 154
v5 | Full | 3 | 42194az_dlext_20150921_4366_4775.csv | F:\UPOD\Cell_DLE\CSV_files_raw_nieuwe_structuur\2015\sap2_94\m09 | F:\UPOD\Cell_DLE\CSV_files_raw_nieuwe_structuur\2015\sap2_94\m09\42194az_dlext_20150921_4366_4775.csv | 410
v5 | Full | 3 | 42194az_dlext_20150922_4776_5100.csv | F:\UPOD\Cell_DLE\CSV_files_raw_nieuwe_structuur\2015\sap2_94\m09 | F:\UPOD\Cell_DLE\CSV_files_raw_nieuwe_structuur\2015\sap2_94\m09\42194az_dlext_20150922_4776_5100.csv | 325
v5 | Full | 3 | 42194az_dlext_20150923_5101_5381.csv | F:\UPOD\Cell_DLE\CSV_files_raw_nieuwe_structuur\2015\sap2_94\m09 | F:\UPOD\Cell_DLE\CSV_files_raw_nieuwe_structuur\2015\sap2_94\m09\42194az_dlext_20150923_5101_5381.csv | 281
v5 | Full | 3 | 42194az_dlext_20150924_5382_5654.csv | F:\UPOD\Cell_DLE\CSV_files_raw_nieuwe_structuur\2015\sap2_94\m09 | F:\UPOD\Cell_DLE\CSV_files_raw_nieuwe_structuur\2015\sap2_94\m09\42194az_dlext_20150924_5382_5654.csv | 273
v5 | Full | 3 | 42194az_dlext_20150925_5655_5935.csv | F:\UPOD\Cell_DLE\CSV_files_raw_nieuwe_structuur\2015\sap2_94\m09 | F:\UPOD\Cell_DLE\CSV_files_raw_nieuwe_structuur\2015\sap2_94\m09\42194az_dlext_20150925_5655_5935.csv | 281
v5 | Full | 3 | 42194az_dlext_20150926_5936_6067.csv | F:\UPOD\Cell_DLE\CSV_files_raw_nieuwe_structuur\2015\sap2_94\m09 | F:\UPOD\Cell_DLE\CSV_files_raw_nieuwe_structuur\2015\sap2_94\m09\42194az_dlext_20150926_5936_6067.csv | 132
v5 | Full | 3 | 42194az_dlext_20150927_6068_6185.csv | F:\UPOD\Cell_DLE\CSV_files_raw_nieuwe_structuur\2015\sap2_94\m09 | F:\UPOD\Cell_DLE\CSV_files_raw_nieuwe_structuur\2015\sap2_94\m09\42194az_dlext_20150927_6068_6185.csv | 118
v5 | Full | 3 | 42194az_dlext_20150928_6186_6504.csv | F:\UPOD\Cell_DLE\CSV_files_raw_nieuwe_structuur\2015\sap2_94\m09 | F:\UPOD\Cell_DLE\CSV_files_raw_nieuwe_structuur\2015\sap2_94\m09\42194az_dlext_20150928_6186_6504.csv | 319
v5 | Full | 3 | 42194az_dlext_20150929_6505_6793.csv | F:\UPOD\Cell_DLE\CSV_files_raw_nieuwe_structuur\2015\sap2_94\m09 | F:\UPOD\Cell_DLE\CSV_files_raw_nieuwe_structuur\2015\sap2_94\m09\42194az_dlext_20150929_6505_6793.csv | 289
v5 | Full | 3 | 42194az_dlext_20150930_6794_7049.csv | F:\UPOD\Cell_DLE\CSV_files_raw_nieuwe_structuur\2015\sap2_94\m09 | F:\UPOD\Cell_DLE\CSV_files_raw_nieuwe_structuur\2015\sap2_94\m09\42194az_dlext_20150930_6794_7049.csv | 256
v5 | Full | 3 | 42194az_dlext_20151001_7050_7371.csv | F:\UPOD\Cell_DLE\CSV_files_raw_nieuwe_structuur\2015\sap2_94\m10 | F:\UPOD\Cell_DLE\CSV_files_raw_nieuwe_structuur\2015\sap2_94\m10\42194az_dlext_20151001_7050_7371.csv | 322
v5 | Full | 3 | 42194az_dlext_20151002_7372_7676.csv | F:\UPOD\Cell_DLE\CSV_files_raw_nieuwe_structuur\2015\sap2_94\m10 | F:\UPOD\Cell_DLE\CSV_files_raw_nieuwe_structuur\2015\sap2_94\m10\42194az_dlext_20151002_7372_7676.csv | 305
v5 | Full | 3 | 42194az_dlext_20151003_7677_7799.csv | F:\UPOD\Cell_DLE\CSV_files_raw_nieuwe_structuur\2015\sap2_94\m10 | F:\UPOD\Cell_DLE\CSV_files_raw_nieuwe_structuur\2015\sap2_94\m10\42194az_dlext_20151003_7677_7799.csv | 123
v5 | Full | 3 | 42194az_dlext_20151004_7800_7913.csv | F:\UPOD\Cell_DLE\CSV_files_raw_nieuwe_structuur\2015\sap2_94\m10 | F:\UPOD\Cell_DLE\CSV_files_raw_nieuwe_structuur\2015\sap2_94\m10\42194az_dlext_20151004_7800_7913.csv | 114
v5 | Full | 3 | 42194az_dlext_20151005_7914_8266.csv | F:\UPOD\Cell_DLE\CSV_files_raw_nieuwe_structuur\2015\sap2_94\m10 | F:\UPOD\Cell_DLE\CSV_files_raw_nieuwe_structuur\2015\sap2_94\m10\42194az_dlext_20151005_7914_8266.csv | 353
v5 | Full | 3 | 42194az_dlext_20151006_8267_8604.csv | F:\UPOD\Cell_DLE\CSV_files_raw_nieuwe_structuur\2015\sap2_94\m10 | F:\UPOD\Cell_DLE\CSV_files_raw_nieuwe_structuur\2015\sap2_94\m10\42194az_dlext_20151006_8267_8604.csv | 338
v5 | Full | 3 | 42194az_dlext_20151007_8605_8940.csv | F:\UPOD\Cell_DLE\CSV_files_raw_nieuwe_structuur\2015\sap2_94\m10 | F:\UPOD\Cell_DLE\CSV_files_raw_nieuwe_structuur\2015\sap2_94\m10\42194az_dlext_20151007_8605_8940.csv | 336
v5 | Full | 3 | 42194az_dlext_20151008_8941_9280.csv | F:\UPOD\Cell_DLE\CSV_files_raw_nieuwe_structuur\2015\sap2_94\m10 | F:\UPOD\Cell_DLE\CSV_files_raw_nieuwe_structuur\2015\sap2_94\m10\42194az_dlext_20151008_8941_9280.csv | 340
v5 | Full | 3 | 42194az_dlext_20151009_9281_9541.csv | F:\UPOD\Cell_DLE\CSV_files_raw_nieuwe_structuur\2015\sap2_94\m10 | F:\UPOD\Cell_DLE\CSV_files_raw_nieuwe_structuur\2015\sap2_94\m10\42194az_dlext_20151009_9281_9541.csv | 261
v5 | Full | 3 | 42194az_dlext_20151010_9542_9660.csv | F:\UPOD\Cell_DLE\CSV_files_raw_nieuwe_structuur\2015\sap2_94\m10 | F:\UPOD\Cell_DLE\CSV_files_raw_nieuwe_structuur\2015\sap2_94\m10\42194az_dlext_20151010_9542_9660.csv | 119
v5 | Full | 3 | 42194az_dlext_20151011_9661_9755.csv | F:\UPOD\Cell_DLE\CSV_files_raw_nieuwe_structuur\2015\sap2_94\m10 | F:\UPOD\Cell_DLE\CSV_files_raw_nieuwe_structuur\2015\sap2_94\m10\42194az_dlext_20151011_9661_9755.csv | 95
v5 | Full | 3 | 42194az_dlext_20151012_9756_0085.csv | F:\UPOD\Cell_DLE\CSV_files_raw_nieuwe_structuur\2015\sap2_94\m10 | F:\UPOD\Cell_DLE\CSV_files_raw_nieuwe_structuur\2015\sap2_94\m10\42194az_dlext_20151012_9756_0085.csv | 330
v5 | Full | 3 | 42194az_dlext_20151013_0086_0385.csv | F:\UPOD\Cell_DLE\CSV_files_raw_nieuwe_structuur\2015\sap2_94\m10 | F:\UPOD\Cell_DLE\CSV_files_raw_nieuwe_structuur\2015\sap2_94\m10\42194az_dlext_20151013_0086_0385.csv | 300
v5 | Full | 3 | 42194az_dlext_20151014_0386_0686.csv | F:\UPOD\Cell_DLE\CSV_files_raw_nieuwe_structuur\2015\sap2_94\m10 | F:\UPOD\Cell_DLE\CSV_files_raw_nieuwe_structuur\2015\sap2_94\m10\42194az_dlext_20151014_0386_0686.csv | 301
v5 | Full | 3 | 42194az_dlext_20151015_0687_0981.csv | F:\UPOD\Cell_DLE\CSV_files_raw_nieuwe_structuur\2015\sap2_94\m10 | F:\UPOD\Cell_DLE\CSV_files_raw_nieuwe_structuur\2015\sap2_94\m10\42194az_dlext_20151015_0687_0981.csv | 295
v5 | Full | 3 | 42194az_dlext_20151016_0982_1270.csv | F:\UPOD\Cell_DLE\CSV_files_raw_nieuwe_structuur\2015\sap2_94\m10 | F:\UPOD\Cell_DLE\CSV_files_raw_nieuwe_structuur\2015\sap2_94\m10\42194az_dlext_20151016_0982_1270.csv | 289
v5 | Full | 3 | 42194az_dlext_20151017_1271_1381.csv | F:\UPOD\Cell_DLE\CSV_files_raw_nieuwe_structuur\2015\sap2_94\m10 | F:\UPOD\Cell_DLE\CSV_files_raw_nieuwe_structuur\2015\sap2_94\m10\42194az_dlext_20151017_1271_1381.csv | 111
v5 | Full | 3 | 42194az_dlext_20151018_1382_1499.csv | F:\UPOD\Cell_DLE\CSV_files_raw_nieuwe_structuur\2015\sap2_94\m10 | F:\UPOD\Cell_DLE\CSV_files_raw_nieuwe_structuur\2015\sap2_94\m10\42194az_dlext_20151018_1382_1499.csv | 118
v5 | Full | 3 | 42194az_dlext_20151019_1500_1776.csv | F:\UPOD\Cell_DLE\CSV_files_raw_nieuwe_structuur\2015\sap2_94\m10 | F:\UPOD\Cell_DLE\CSV_files_raw_nieuwe_structuur\2015\sap2_94\m10\42194az_dlext_20151019_1500_1776.csv | 277
v5 | Full | 3 | 42194az_dlext_20151020_1777_2076.csv | F:\UPOD\Cell_DLE\CSV_files_raw_nieuwe_structuur\2015\sap2_94\m10 | F:\UPOD\Cell_DLE\CSV_files_raw_nieuwe_structuur\2015\sap2_94\m10\42194az_dlext_20151020_1777_2076.csv | 300
v5 | Full | 3 | 42194az_dlext_20151021_2077_2384.csv | F:\UPOD\Cell_DLE\CSV_files_raw_nieuwe_structuur\2015\sap2_94\m10 | F:\UPOD\Cell_DLE\CSV_files_raw_nieuwe_structuur\2015\sap2_94\m10\42194az_dlext_20151021_2077_2384.csv | 308
v5 | Full | 3 | 42194az_dlext_20151022_2385_2696.csv | F:\UPOD\Cell_DLE\CSV_files_raw_nieuwe_structuur\2015\sap2_94\m10 | F:\UPOD\Cell_DLE\CSV_files_raw_nieuwe_structuur\2015\sap2_94\m10\42194az_dlext_20151022_2385_2696.csv | 312
v5 | Full | 3 | 42194az_dlext_20151023_2697_2956.csv | F:\UPOD\Cell_DLE\CSV_files_raw_nieuwe_structuur\2015\sap2_94\m10 | F:\UPOD\Cell_DLE\CSV_files_raw_nieuwe_structuur\2015\sap2_94\m10\42194az_dlext_20151023_2697_2956.csv | 260
v5 | Full | 3 | 42194az_dlext_20151024_2957_3062.csv | F:\UPOD\Cell_DLE\CSV_files_raw_nieuwe_structuur\2015\sap2_94\m10 | F:\UPOD\Cell_DLE\CSV_files_raw_nieuwe_structuur\2015\sap2_94\m10\42194az_dlext_20151024_2957_3062.csv | 106
v5 | Full | 3 | 42194az_dlext_20151025_3063_3169.csv | F:\UPOD\Cell_DLE\CSV_files_raw_nieuwe_structuur\2015\sap2_94\m10 | F:\UPOD\Cell_DLE\CSV_files_raw_nieuwe_structuur\2015\sap2_94\m10\42194az_dlext_20151025_3063_3169.csv | 107
v5 | Full | 3 | 42194az_dlext_20151026_3170_3512.csv | F:\UPOD\Cell_DLE\CSV_files_raw_nieuwe_structuur\2015\sap2_94\m10 | F:\UPOD\Cell_DLE\CSV_files_raw_nieuwe_structuur\2015\sap2_94\m10\42194az_dlext_20151026_3170_3512.csv | 343
v5 | Full | 3 | 42194az_dlext_20151027_3513_3785.csv | F:\UPOD\Cell_DLE\CSV_files_raw_nieuwe_structuur\2015\sap2_94\m10 | F:\UPOD\Cell_DLE\CSV_files_raw_nieuwe_structuur\2015\sap2_94\m10\42194az_dlext_20151027_3513_3785.csv | 273
v5 | Full | 3 | 42194az_dlext_20151028_3786_4067.csv | F:\UPOD\Cell_DLE\CSV_files_raw_nieuwe_structuur\2015\sap2_94\m10 | F:\UPOD\Cell_DLE\CSV_files_raw_nieuwe_structuur\2015\sap2_94\m10\42194az_dlext_20151028_3786_4067.csv | 282
v5 | Full | 3 | 42194az_dlext_20151029_4068_4366.csv | F:\UPOD\Cell_DLE\CSV_files_raw_nieuwe_structuur\2015\sap2_94\m10 | F:\UPOD\Cell_DLE\CSV_files_raw_nieuwe_structuur\2015\sap2_94\m10\42194az_dlext_20151029_4068_4366.csv | 299
v5 | Full | 3 | 42194az_dlext_20151030_4367_4657.csv | F:\UPOD\Cell_DLE\CSV_files_raw_nieuwe_structuur\2015\sap2_94\m10 | F:\UPOD\Cell_DLE\CSV_files_raw_nieuwe_structuur\2015\sap2_94\m10\42194az_dlext_20151030_4367_4657.csv | 291
v5 | Full | 3 | 42194az_dlext_20151031_4658_4773.csv | F:\UPOD\Cell_DLE\CSV_files_raw_nieuwe_structuur\2015\sap2_94\m10 | F:\UPOD\Cell_DLE\CSV_files_raw_nieuwe_structuur\2015\sap2_94\m10\42194az_dlext_20151031_4658_4773.csv | 116
v5 | Full | 3 | 42194az_dlext_20151101_4774_4909.csv | F:\UPOD\Cell_DLE\CSV_files_raw_nieuwe_structuur\2015\sap2_94\m11 | F:\UPOD\Cell_DLE\CSV_files_raw_nieuwe_structuur\2015\sap2_94\m11\42194az_dlext_20151101_4774_4909.csv | 136
v5 | Full | 3 | 42194az_dlext_20151102_4910_5261.csv | F:\UPOD\Cell_DLE\CSV_files_raw_nieuwe_structuur\2015\sap2_94\m11 | F:\UPOD\Cell_DLE\CSV_files_raw_nieuwe_structuur\2015\sap2_94\m11\42194az_dlext_20151102_4910_5261.csv | 352
v5 | Full | 3 | 42194az_dlext_20151103_5262_5515.csv | F:\UPOD\Cell_DLE\CSV_files_raw_nieuwe_structuur\2015\sap2_94\m11 | F:\UPOD\Cell_DLE\CSV_files_raw_nieuwe_structuur\2015\sap2_94\m11\42194az_dlext_20151103_5262_5515.csv | 254
v5 | Full | 3 | 42194az_dlext_20151104_5516_5821.csv | F:\UPOD\Cell_DLE\CSV_files_raw_nieuwe_structuur\2015\sap2_94\m11 | F:\UPOD\Cell_DLE\CSV_files_raw_nieuwe_structuur\2015\sap2_94\m11\42194az_dlext_20151104_5516_5821.csv | 306
v5 | Full | 3 | 42194az_dlext_20151105_5822_6144.csv | F:\UPOD\Cell_DLE\CSV_files_raw_nieuwe_structuur\2015\sap2_94\m11 | F:\UPOD\Cell_DLE\CSV_files_raw_nieuwe_structuur\2015\sap2_94\m11\42194az_dlext_20151105_5822_6144.csv | 323
v5 | Full | 3 | 42194az_dlext_20151106_6145_6403.csv | F:\UPOD\Cell_DLE\CSV_files_raw_nieuwe_structuur\2015\sap2_94\m11 | F:\UPOD\Cell_DLE\CSV_files_raw_nieuwe_structuur\2015\sap2_94\m11\42194az_dlext_20151106_6145_6403.csv | 259
v5 | Full | 3 | 42194az_dlext_20151107_6404_6508.csv | F:\UPOD\Cell_DLE\CSV_files_raw_nieuwe_structuur\2015\sap2_94\m11 | F:\UPOD\Cell_DLE\CSV_files_raw_nieuwe_structuur\2015\sap2_94\m11\42194az_dlext_20151107_6404_6508.csv | 105
v5 | Full | 3 | 42194az_dlext_20151108_6509_6665.csv | F:\UPOD\Cell_DLE\CSV_files_raw_nieuwe_structuur\2015\sap2_94\m11 | F:\UPOD\Cell_DLE\CSV_files_raw_nieuwe_structuur\2015\sap2_94\m11\42194az_dlext_20151108_6509_6665.csv | 157
v5 | Full | 3 | 42194az_dlext_20151109_6666_7019.csv | F:\UPOD\Cell_DLE\CSV_files_raw_nieuwe_structuur\2015\sap2_94\m11 | F:\UPOD\Cell_DLE\CSV_files_raw_nieuwe_structuur\2015\sap2_94\m11\42194az_dlext_20151109_6666_7019.csv | 354
v5 | Full | 3 | 42194az_dlext_20151110_7020_7296.csv | F:\UPOD\Cell_DLE\CSV_files_raw_nieuwe_structuur\2015\sap2_94\m11 | F:\UPOD\Cell_DLE\CSV_files_raw_nieuwe_structuur\2015\sap2_94\m11\42194az_dlext_20151110_7020_7296.csv | 277
v5 | Full | 3 | 42194az_dlext_20151111_7297_7567.csv | F:\UPOD\Cell_DLE\CSV_files_raw_nieuwe_structuur\2015\sap2_94\m11 | F:\UPOD\Cell_DLE\CSV_files_raw_nieuwe_structuur\2015\sap2_94\m11\42194az_dlext_20151111_7297_7567.csv | 271
v5 | Full | 3 | 42194az_dlext_20151112_7568_7917.csv | F:\UPOD\Cell_DLE\CSV_files_raw_nieuwe_structuur\2015\sap2_94\m11 | F:\UPOD\Cell_DLE\CSV_files_raw_nieuwe_structuur\2015\sap2_94\m11\42194az_dlext_20151112_7568_7917.csv | 350
v5 | Full | 3 | 42194az_dlext_20151113_7918_8195.csv | F:\UPOD\Cell_DLE\CSV_files_raw_nieuwe_structuur\2015\sap2_94\m11 | F:\UPOD\Cell_DLE\CSV_files_raw_nieuwe_structuur\2015\sap2_94\m11\42194az_dlext_20151113_7918_8195.csv | 278
v5 | Full | 3 | 42194az_dlext_20151114_8196_8312.csv | F:\UPOD\Cell_DLE\CSV_files_raw_nieuwe_structuur\2015\sap2_94\m11 | F:\UPOD\Cell_DLE\CSV_files_raw_nieuwe_structuur\2015\sap2_94\m11\42194az_dlext_20151114_8196_8312.csv | 117
v5 | Full | 3 | 42194az_dlext_20151115_8313_8449.csv | F:\UPOD\Cell_DLE\CSV_files_raw_nieuwe_structuur\2015\sap2_94\m11 | F:\UPOD\Cell_DLE\CSV_files_raw_nieuwe_structuur\2015\sap2_94\m11\42194az_dlext_20151115_8313_8449.csv | 137
v5 | Full | 3 | 42194az_dlext_20151116_8450_8742.csv | F:\UPOD\Cell_DLE\CSV_files_raw_nieuwe_structuur\2015\sap2_94\m11 | F:\UPOD\Cell_DLE\CSV_files_raw_nieuwe_structuur\2015\sap2_94\m11\42194az_dlext_20151116_8450_8742.csv | 293
v5 | Full | 3 | 42194az_dlext_20151117_8743_8805.csv | F:\UPOD\Cell_DLE\CSV_files_raw_nieuwe_structuur\2015\sap2_94\m11 | F:\UPOD\Cell_DLE\CSV_files_raw_nieuwe_structuur\2015\sap2_94\m11\42194az_dlext_20151117_8743_8805.csv | 63
v5 | Full | 3 | 42194az_dlext_20151118_8806_9044.csv | F:\UPOD\Cell_DLE\CSV_files_raw_nieuwe_structuur\2015\sap2_94\m11 | F:\UPOD\Cell_DLE\CSV_files_raw_nieuwe_structuur\2015\sap2_94\m11\42194az_dlext_20151118_8806_9044.csv | 239
v5 | Full | 3 | 42194az_dlext_20151119_9045_9371.csv | F:\UPOD\Cell_DLE\CSV_files_raw_nieuwe_structuur\2015\sap2_94\m11 | F:\UPOD\Cell_DLE\CSV_files_raw_nieuwe_structuur\2015\sap2_94\m11\42194az_dlext_20151119_9045_9371.csv | 327
v5 | Full | 3 | 42194az_dlext_20151120_9372_9622.csv | F:\UPOD\Cell_DLE\CSV_files_raw_nieuwe_structuur\2015\sap2_94\m11 | F:\UPOD\Cell_DLE\CSV_files_raw_nieuwe_structuur\2015\sap2_94\m11\42194az_dlext_20151120_9372_9622.csv | 251
v5 | Full | 3 | 42194az_dlext_20151121_9623_9681.csv | F:\UPOD\Cell_DLE\CSV_files_raw_nieuwe_structuur\2015\sap2_94\m11 | F:\UPOD\Cell_DLE\CSV_files_raw_nieuwe_structuur\2015\sap2_94\m11\42194az_dlext_20151121_9623_9681.csv | 59
v5 | Full | 3 | 42194az_dlext_20151122_9682_9790.csv | F:\UPOD\Cell_DLE\CSV_files_raw_nieuwe_structuur\2015\sap2_94\m11 | F:\UPOD\Cell_DLE\CSV_files_raw_nieuwe_structuur\2015\sap2_94\m11\42194az_dlext_20151122_9682_9790.csv | 109
v5 | Full | 3 | 42194az_dlext_20151123_9791_9839.csv | F:\UPOD\Cell_DLE\CSV_files_raw_nieuwe_structuur\2015\sap2_94\m11 | F:\UPOD\Cell_DLE\CSV_files_raw_nieuwe_structuur\2015\sap2_94\m11\42194az_dlext_20151123_9791_9839.csv | 49
v5 | Full | 3 | 42194az_dlext_20151124_9840_9968.csv | F:\UPOD\Cell_DLE\CSV_files_raw_nieuwe_structuur\2015\sap2_94\m11 | F:\UPOD\Cell_DLE\CSV_files_raw_nieuwe_structuur\2015\sap2_94\m11\42194az_dlext_20151124_9840_9968.csv | 129
v5 | Full | 3 | 42194az_dlext_20151125_9969_0174.csv | F:\UPOD\Cell_DLE\CSV_files_raw_nieuwe_structuur\2015\sap2_94\m11 | F:\UPOD\Cell_DLE\CSV_files_raw_nieuwe_structuur\2015\sap2_94\m11\42194az_dlext_20151125_9969_0174.csv | 206
v5 | Full | 3 | 42194az_dlext_20151126_0175_0438.csv | F:\UPOD\Cell_DLE\CSV_files_raw_nieuwe_structuur\2015\sap2_94\m11 | F:\UPOD\Cell_DLE\CSV_files_raw_nieuwe_structuur\2015\sap2_94\m11\42194az_dlext_20151126_0175_0438.csv | 264
v5 | Full | 3 | 42194az_dlext_20151127_0439_0746.csv | F:\UPOD\Cell_DLE\CSV_files_raw_nieuwe_structuur\2015\sap2_94\m11 | F:\UPOD\Cell_DLE\CSV_files_raw_nieuwe_structuur\2015\sap2_94\m11\42194az_dlext_20151127_0439_0746.csv | 308
v5 | Full | 3 | 42194az_dlext_20151128_0747_0865.csv | F:\UPOD\Cell_DLE\CSV_files_raw_nieuwe_structuur\2015\sap2_94\m11 | F:\UPOD\Cell_DLE\CSV_files_raw_nieuwe_structuur\2015\sap2_94\m11\42194az_dlext_20151128_0747_0865.csv | 119
v5 | Full | 3 | 42194az_dlext_20151129_0866_0994.csv | F:\UPOD\Cell_DLE\CSV_files_raw_nieuwe_structuur\2015\sap2_94\m11 | F:\UPOD\Cell_DLE\CSV_files_raw_nieuwe_structuur\2015\sap2_94\m11\42194az_dlext_20151129_0866_0994.csv | 129
v5 | Full | 3 | 42194az_dlext_20151130_0995_1381.csv | F:\UPOD\Cell_DLE\CSV_files_raw_nieuwe_structuur\2015\sap2_94\m11 | F:\UPOD\Cell_DLE\CSV_files_raw_nieuwe_structuur\2015\sap2_94\m11\42194az_dlext_20151130_0995_1381.csv | 387
v5 | Full | 3 | 42194az_dlext_20151201_1382_1702.csv | F:\UPOD\Cell_DLE\CSV_files_raw_nieuwe_structuur\2015\sap2_94\m12 | F:\UPOD\Cell_DLE\CSV_files_raw_nieuwe_structuur\2015\sap2_94\m12\42194az_dlext_20151201_1382_1702.csv | 321
v5 | Full | 3 | 42194az_dlext_20151202_1703_1981.csv | F:\UPOD\Cell_DLE\CSV_files_raw_nieuwe_structuur\2015\sap2_94\m12 | F:\UPOD\Cell_DLE\CSV_files_raw_nieuwe_structuur\2015\sap2_94\m12\42194az_dlext_20151202_1703_1981.csv | 279
v5 | Full | 3 | 42194az_dlext_20151203_1982_2244.csv | F:\UPOD\Cell_DLE\CSV_files_raw_nieuwe_structuur\2015\sap2_94\m12 | F:\UPOD\Cell_DLE\CSV_files_raw_nieuwe_structuur\2015\sap2_94\m12\42194az_dlext_20151203_1982_2244.csv | 263
v5 | Full | 3 | 42194az_dlext_20151204_2245_2553.csv | F:\UPOD\Cell_DLE\CSV_files_raw_nieuwe_structuur\2015\sap2_94\m12 | F:\UPOD\Cell_DLE\CSV_files_raw_nieuwe_structuur\2015\sap2_94\m12\42194az_dlext_20151204_2245_2553.csv | 309
v5 | Full | 3 | 42194az_dlext_20151205_2554_2682.csv | F:\UPOD\Cell_DLE\CSV_files_raw_nieuwe_structuur\2015\sap2_94\m12 | F:\UPOD\Cell_DLE\CSV_files_raw_nieuwe_structuur\2015\sap2_94\m12\42194az_dlext_20151205_2554_2682.csv | 129
v5 | Full | 3 | 42194az_dlext_20151206_2683_2822.csv | F:\UPOD\Cell_DLE\CSV_files_raw_nieuwe_structuur\2015\sap2_94\m12 | F:\UPOD\Cell_DLE\CSV_files_raw_nieuwe_structuur\2015\sap2_94\m12\42194az_dlext_20151206_2683_2822.csv | 140
v5 | Full | 3 | 42194az_dlext_20151207_2823_3163.csv | F:\UPOD\Cell_DLE\CSV_files_raw_nieuwe_structuur\2015\sap2_94\m12 | F:\UPOD\Cell_DLE\CSV_files_raw_nieuwe_structuur\2015\sap2_94\m12\42194az_dlext_20151207_2823_3163.csv | 341
v5 | Full | 3 | 42194az_dlext_20151208_3164_3488.csv | F:\UPOD\Cell_DLE\CSV_files_raw_nieuwe_structuur\2015\sap2_94\m12 | F:\UPOD\Cell_DLE\CSV_files_raw_nieuwe_structuur\2015\sap2_94\m12\42194az_dlext_20151208_3164_3488.csv | 325
v5 | Full | 3 | 42194az_dlext_20151209_3489_3832.csv | F:\UPOD\Cell_DLE\CSV_files_raw_nieuwe_structuur\2015\sap2_94\m12 | F:\UPOD\Cell_DLE\CSV_files_raw_nieuwe_structuur\2015\sap2_94\m12\42194az_dlext_20151209_3489_3832.csv | 344
v5 | Full | 3 | 42194az_dlext_20151210_3833_4117.csv | F:\UPOD\Cell_DLE\CSV_files_raw_nieuwe_structuur\2015\sap2_94\m12 | F:\UPOD\Cell_DLE\CSV_files_raw_nieuwe_structuur\2015\sap2_94\m12\42194az_dlext_20151210_3833_4117.csv | 285
v5 | Full | 3 | 42194az_dlext_20151211_4118_4387.csv | F:\UPOD\Cell_DLE\CSV_files_raw_nieuwe_structuur\2015\sap2_94\m12 | F:\UPOD\Cell_DLE\CSV_files_raw_nieuwe_structuur\2015\sap2_94\m12\42194az_dlext_20151211_4118_4387.csv | 270
v5 | Full | 3 | 42194az_dlext_20151212_4388_4507.csv | F:\UPOD\Cell_DLE\CSV_files_raw_nieuwe_structuur\2015\sap2_94\m12 | F:\UPOD\Cell_DLE\CSV_files_raw_nieuwe_structuur\2015\sap2_94\m12\42194az_dlext_20151212_4388_4507.csv | 120
v5 | Full | 3 | 42194az_dlext_20151213_4508_4623.csv | F:\UPOD\Cell_DLE\CSV_files_raw_nieuwe_structuur\2015\sap2_94\m12 | F:\UPOD\Cell_DLE\CSV_files_raw_nieuwe_structuur\2015\sap2_94\m12\42194az_dlext_20151213_4508_4623.csv | 116
v5 | Full | 3 | 42194az_dlext_20151214_4624_4949.csv | F:\UPOD\Cell_DLE\CSV_files_raw_nieuwe_structuur\2015\sap2_94\m12 | F:\UPOD\Cell_DLE\CSV_files_raw_nieuwe_structuur\2015\sap2_94\m12\42194az_dlext_20151214_4624_4949.csv | 326
v5 | Full | 3 | 42194az_dlext_20151215_4950_5270.csv | F:\UPOD\Cell_DLE\CSV_files_raw_nieuwe_structuur\2015\sap2_94\m12 | F:\UPOD\Cell_DLE\CSV_files_raw_nieuwe_structuur\2015\sap2_94\m12\42194az_dlext_20151215_4950_5270.csv | 321
v5 | Full | 3 | 42194az_dlext_20151216_5271_5555.csv | F:\UPOD\Cell_DLE\CSV_files_raw_nieuwe_structuur\2015\sap2_94\m12 | F:\UPOD\Cell_DLE\CSV_files_raw_nieuwe_structuur\2015\sap2_94\m12\42194az_dlext_20151216_5271_5555.csv | 285
v5 | Full | 3 | 42194az_dlext_20151217_5556_5846.csv | F:\UPOD\Cell_DLE\CSV_files_raw_nieuwe_structuur\2015\sap2_94\m12 | F:\UPOD\Cell_DLE\CSV_files_raw_nieuwe_structuur\2015\sap2_94\m12\42194az_dlext_20151217_5556_5846.csv | 291
v5 | Full | 3 | 42194az_dlext_20151218_5847_6237.csv | F:\UPOD\Cell_DLE\CSV_files_raw_nieuwe_structuur\2015\sap2_94\m12 | F:\UPOD\Cell_DLE\CSV_files_raw_nieuwe_structuur\2015\sap2_94\m12\42194az_dlext_20151218_5847_6237.csv | 391
v5 | Full | 3 | 42194az_dlext_20151219_6238_6414.csv | F:\UPOD\Cell_DLE\CSV_files_raw_nieuwe_structuur\2015\sap2_94\m12 | F:\UPOD\Cell_DLE\CSV_files_raw_nieuwe_structuur\2015\sap2_94\m12\42194az_dlext_20151219_6238_6414.csv | 177
v5 | Full | 3 | 42194az_dlext_20151220_6415_6579.csv | F:\UPOD\Cell_DLE\CSV_files_raw_nieuwe_structuur\2015\sap2_94\m12 | F:\UPOD\Cell_DLE\CSV_files_raw_nieuwe_structuur\2015\sap2_94\m12\42194az_dlext_20151220_6415_6579.csv | 165
v5 | Full | 3 | 42194az_dlext_20151221_6580_7101.csv | F:\UPOD\Cell_DLE\CSV_files_raw_nieuwe_structuur\2015\sap2_94\m12 | F:\UPOD\Cell_DLE\CSV_files_raw_nieuwe_structuur\2015\sap2_94\m12\42194az_dlext_20151221_6580_7101.csv | 522
v5 | Full | 3 | 42194az_dlext_20151222_7102_7390.csv | F:\UPOD\Cell_DLE\CSV_files_raw_nieuwe_structuur\2015\sap2_94\m12 | F:\UPOD\Cell_DLE\CSV_files_raw_nieuwe_structuur\2015\sap2_94\m12\42194az_dlext_20151222_7102_7390.csv | 289
v5 | Full | 3 | 42194az_dlext_20151223_7391_7660.csv | F:\UPOD\Cell_DLE\CSV_files_raw_nieuwe_structuur\2015\sap2_94\m12 | F:\UPOD\Cell_DLE\CSV_files_raw_nieuwe_structuur\2015\sap2_94\m12\42194az_dlext_20151223_7391_7660.csv | 270
v5 | Full | 3 | 42194az_dlext_20151224_7661_7893.csv | F:\UPOD\Cell_DLE\CSV_files_raw_nieuwe_structuur\2015\sap2_94\m12 | F:\UPOD\Cell_DLE\CSV_files_raw_nieuwe_structuur\2015\sap2_94\m12\42194az_dlext_20151224_7661_7893.csv | 233
v5 | Full | 3 | 42194az_dlext_20151225_7894_8018.csv | F:\UPOD\Cell_DLE\CSV_files_raw_nieuwe_structuur\2015\sap2_94\m12 | F:\UPOD\Cell_DLE\CSV_files_raw_nieuwe_structuur\2015\sap2_94\m12\42194az_dlext_20151225_7894_8018.csv | 125
v5 | Full | 3 | 42194az_dlext_20151226_8019_8103.csv | F:\UPOD\Cell_DLE\CSV_files_raw_nieuwe_structuur\2015\sap2_94\m12 | F:\UPOD\Cell_DLE\CSV_files_raw_nieuwe_structuur\2015\sap2_94\m12\42194az_dlext_20151226_8019_8103.csv | 85
v5 | Full | 3 | 42194az_dlext_20151227_8104_8248.csv | F:\UPOD\Cell_DLE\CSV_files_raw_nieuwe_structuur\2015\sap2_94\m12 | F:\UPOD\Cell_DLE\CSV_files_raw_nieuwe_structuur\2015\sap2_94\m12\42194az_dlext_20151227_8104_8248.csv | 145
v5 | Full | 3 | 42194az_dlext_20151228_8249_8510.csv | F:\UPOD\Cell_DLE\CSV_files_raw_nieuwe_structuur\2015\sap2_94\m12 | F:\UPOD\Cell_DLE\CSV_files_raw_nieuwe_structuur\2015\sap2_94\m12\42194az_dlext_20151228_8249_8510.csv | 262
v5 | Full | 3 | 42194az_dlext_20151229_8511_8727.csv | F:\UPOD\Cell_DLE\CSV_files_raw_nieuwe_structuur\2015\sap2_94\m12 | F:\UPOD\Cell_DLE\CSV_files_raw_nieuwe_structuur\2015\sap2_94\m12\42194az_dlext_20151229_8511_8727.csv | 217
v5 | Full | 3 | 42194az_dlext_20151230_8728_9021.csv | F:\UPOD\Cell_DLE\CSV_files_raw_nieuwe_structuur\2015\sap2_94\m12 | F:\UPOD\Cell_DLE\CSV_files_raw_nieuwe_structuur\2015\sap2_94\m12\42194az_dlext_20151230_8728_9021.csv | 294
v5 | Full | 3 | 42194az_dlext_20151231_9022_9248.csv | F:\UPOD\Cell_DLE\CSV_files_raw_nieuwe_structuur\2015\sap2_94\m12 | F:\UPOD\Cell_DLE\CSV_files_raw_nieuwe_structuur\2015\sap2_94\m12\42194az_dlext_20151231_9022_9248.csv | 227
v5 | Full | 3 | 42194az_dlext_20160101_9249_9365.csv | F:\UPOD\Cell_DLE\CSV_files_raw_nieuwe_structuur\2016\sap2_94\m01 | F:\UPOD\Cell_DLE\CSV_files_raw_nieuwe_structuur\2016\sap2_94\m01\42194az_dlext_20160101_9249_9365.csv | 117
v5 | Full | 3 | 42194az_dlext_20160102_9366_9492.csv | F:\UPOD\Cell_DLE\CSV_files_raw_nieuwe_structuur\2016\sap2_94\m01 | F:\UPOD\Cell_DLE\CSV_files_raw_nieuwe_structuur\2016\sap2_94\m01\42194az_dlext_20160102_9366_9492.csv | 127
v5 | Full | 3 | 42194az_dlext_20160103_9493_9599.csv | F:\UPOD\Cell_DLE\CSV_files_raw_nieuwe_structuur\2016\sap2_94\m01 | F:\UPOD\Cell_DLE\CSV_files_raw_nieuwe_structuur\2016\sap2_94\m01\42194az_dlext_20160103_9493_9599.csv | 107
v5 | Full | 3 | 42194az_dlext_20160104_6771_9971.csv | F:\UPOD\Cell_DLE\CSV_files_raw_nieuwe_structuur\2016\sap2_94\m01 | F:\UPOD\Cell_DLE\CSV_files_raw_nieuwe_structuur\2016\sap2_94\m01\42194az_dlext_20160104_6771_9971.csv | 3201
v5 | Full | 3 | 42194az_dlext_20160105_9972_0072.csv | F:\UPOD\Cell_DLE\CSV_files_raw_nieuwe_structuur\2016\sap2_94\m01 | F:\UPOD\Cell_DLE\CSV_files_raw_nieuwe_structuur\2016\sap2_94\m01\42194az_dlext_20160105_9972_0072.csv | 101
v5 | Full | 3 | 42194az_dlext_20160106_0073_0177.csv | F:\UPOD\Cell_DLE\CSV_files_raw_nieuwe_structuur\2016\sap2_94\m01 | F:\UPOD\Cell_DLE\CSV_files_raw_nieuwe_structuur\2016\sap2_94\m01\42194az_dlext_20160106_0073_0177.csv | 105
v5 | Full | 3 | 42194az_dlext_20160107_0178_0517.csv | F:\UPOD\Cell_DLE\CSV_files_raw_nieuwe_structuur\2016\sap2_94\m01 | F:\UPOD\Cell_DLE\CSV_files_raw_nieuwe_structuur\2016\sap2_94\m01\42194az_dlext_20160107_0178_0517.csv | 340
v5 | Full | 3 | 42194az_dlext_20160108_0518_0784.csv | F:\UPOD\Cell_DLE\CSV_files_raw_nieuwe_structuur\2016\sap2_94\m01 | F:\UPOD\Cell_DLE\CSV_files_raw_nieuwe_structuur\2016\sap2_94\m01\42194az_dlext_20160108_0518_0784.csv | 267
v5 | Full | 3 | 42194az_dlext_20160109_0785_0844.csv | F:\UPOD\Cell_DLE\CSV_files_raw_nieuwe_structuur\2016\sap2_94\m01 | F:\UPOD\Cell_DLE\CSV_files_raw_nieuwe_structuur\2016\sap2_94\m01\42194az_dlext_20160109_0785_0844.csv | 60
v5 | Full | 3 | 42194az_dlext_20160110_0845_0877.csv | F:\UPOD\Cell_DLE\CSV_files_raw_nieuwe_structuur\2016\sap2_94\m01 | F:\UPOD\Cell_DLE\CSV_files_raw_nieuwe_structuur\2016\sap2_94\m01\42194az_dlext_20160110_0845_0877.csv | 33
v5 | Full | 3 | 42194az_dlext_20160111_0878_1127.csv | F:\UPOD\Cell_DLE\CSV_files_raw_nieuwe_structuur\2016\sap2_94\m01 | F:\UPOD\Cell_DLE\CSV_files_raw_nieuwe_structuur\2016\sap2_94\m01\42194az_dlext_20160111_0878_1127.csv | 250
v5 | Full | 3 | 42194az_dlext_20160112_1128_1288.csv | F:\UPOD\Cell_DLE\CSV_files_raw_nieuwe_structuur\2016\sap2_94\m01 | F:\UPOD\Cell_DLE\CSV_files_raw_nieuwe_structuur\2016\sap2_94\m01\42194az_dlext_20160112_1128_1288.csv | 161
v5 | Full | 3 | 42194az_dlext_20160113_1289_1498.csv | F:\UPOD\Cell_DLE\CSV_files_raw_nieuwe_structuur\2016\sap2_94\m01 | F:\UPOD\Cell_DLE\CSV_files_raw_nieuwe_structuur\2016\sap2_94\m01\42194az_dlext_20160113_1289_1498.csv | 210
v5 | Full | 3 | 42194az_dlext_20160114_1499_1709.csv | F:\UPOD\Cell_DLE\CSV_files_raw_nieuwe_structuur\2016\sap2_94\m01 | F:\UPOD\Cell_DLE\CSV_files_raw_nieuwe_structuur\2016\sap2_94\m01\42194az_dlext_20160114_1499_1709.csv | 211
v5 | Full | 3 | 42194az_dlext_20160115_1710_2128.csv | F:\UPOD\Cell_DLE\CSV_files_raw_nieuwe_structuur\2016\sap2_94\m01 | F:\UPOD\Cell_DLE\CSV_files_raw_nieuwe_structuur\2016\sap2_94\m01\42194az_dlext_20160115_1710_2128.csv | 419
v5 | Full | 3 | 42194az_dlext_20160116_2129_2244.csv | F:\UPOD\Cell_DLE\CSV_files_raw_nieuwe_structuur\2016\sap2_94\m01 | F:\UPOD\Cell_DLE\CSV_files_raw_nieuwe_structuur\2016\sap2_94\m01\42194az_dlext_20160116_2129_2244.csv | 116
v5 | Full | 3 | 42194az_dlext_20160117_2245_2342.csv | F:\UPOD\Cell_DLE\CSV_files_raw_nieuwe_structuur\2016\sap2_94\m01 | F:\UPOD\Cell_DLE\CSV_files_raw_nieuwe_structuur\2016\sap2_94\m01\42194az_dlext_20160117_2245_2342.csv | 98
v5 | Full | 3 | 42194az_dlext_20160118_2343_2626.csv | F:\UPOD\Cell_DLE\CSV_files_raw_nieuwe_structuur\2016\sap2_94\m01 | F:\UPOD\Cell_DLE\CSV_files_raw_nieuwe_structuur\2016\sap2_94\m01\42194az_dlext_20160118_2343_2626.csv | 284
v5 | Full | 3 | 42194az_dlext_20160119_2627_2779.csv | F:\UPOD\Cell_DLE\CSV_files_raw_nieuwe_structuur\2016\sap2_94\m01 | F:\UPOD\Cell_DLE\CSV_files_raw_nieuwe_structuur\2016\sap2_94\m01\42194az_dlext_20160119_2627_2779.csv | 153
v5 | Full | 3 | 42194az_dlext_20160120_2780_3131.csv | F:\UPOD\Cell_DLE\CSV_files_raw_nieuwe_structuur\2016\sap2_94\m01 | F:\UPOD\Cell_DLE\CSV_files_raw_nieuwe_structuur\2016\sap2_94\m01\42194az_dlext_20160120_2780_3131.csv | 352
v5 | Full | 3 | 42194az_dlext_20160121_3132_3294.csv | F:\UPOD\Cell_DLE\CSV_files_raw_nieuwe_structuur\2016\sap2_94\m01 | F:\UPOD\Cell_DLE\CSV_files_raw_nieuwe_structuur\2016\sap2_94\m01\42194az_dlext_20160121_3132_3294.csv | 163
v5 | Full | 3 | 42194az_dlext_20160122_3295_3702.csv | F:\UPOD\Cell_DLE\CSV_files_raw_nieuwe_structuur\2016\sap2_94\m01 | F:\UPOD\Cell_DLE\CSV_files_raw_nieuwe_structuur\2016\sap2_94\m01\42194az_dlext_20160122_3295_3702.csv | 408
v5 | Full | 3 | 42194az_dlext_20160123_3703_3831.csv | F:\UPOD\Cell_DLE\CSV_files_raw_nieuwe_structuur\2016\sap2_94\m01 | F:\UPOD\Cell_DLE\CSV_files_raw_nieuwe_structuur\2016\sap2_94\m01\42194az_dlext_20160123_3703_3831.csv | 129
v5 | Full | 3 | 42194az_dlext_20160124_3832_3992.csv | F:\UPOD\Cell_DLE\CSV_files_raw_nieuwe_structuur\2016\sap2_94\m01 | F:\UPOD\Cell_DLE\CSV_files_raw_nieuwe_structuur\2016\sap2_94\m01\42194az_dlext_20160124_3832_3992.csv | 161
v5 | Full | 3 | 42194az_dlext_20160125_3993_4518.csv | F:\UPOD\Cell_DLE\CSV_files_raw_nieuwe_structuur\2016\sap2_94\m01 | F:\UPOD\Cell_DLE\CSV_files_raw_nieuwe_structuur\2016\sap2_94\m01\42194az_dlext_20160125_3993_4518.csv | 526
v5 | Full | 3 | 42194az_dlext_20160126_4519_4921.csv | F:\UPOD\Cell_DLE\CSV_files_raw_nieuwe_structuur\2016\sap2_94\m01 | F:\UPOD\Cell_DLE\CSV_files_raw_nieuwe_structuur\2016\sap2_94\m01\42194az_dlext_20160126_4519_4921.csv | 403
v5 | Full | 3 | 42194az_dlext_20160127_4922_5196.csv | F:\UPOD\Cell_DLE\CSV_files_raw_nieuwe_structuur\2016\sap2_94\m01 | F:\UPOD\Cell_DLE\CSV_files_raw_nieuwe_structuur\2016\sap2_94\m01\42194az_dlext_20160127_4922_5196.csv | 275
v5 | Full | 3 | 42194az_dlext_20160128_5197_5510.csv | F:\UPOD\Cell_DLE\CSV_files_raw_nieuwe_structuur\2016\sap2_94\m01 | F:\UPOD\Cell_DLE\CSV_files_raw_nieuwe_structuur\2016\sap2_94\m01\42194az_dlext_20160128_5197_5510.csv | 314
v5 | Full | 3 | 42194az_dlext_20160129_5511_5734.csv | F:\UPOD\Cell_DLE\CSV_files_raw_nieuwe_structuur\2016\sap2_94\m01 | F:\UPOD\Cell_DLE\CSV_files_raw_nieuwe_structuur\2016\sap2_94\m01\42194az_dlext_20160129_5511_5734.csv | 224
v5 | Full | 3 | 42194az_dlext_20160130_5735_5885.csv | F:\UPOD\Cell_DLE\CSV_files_raw_nieuwe_structuur\2016\sap2_94\m01 | F:\UPOD\Cell_DLE\CSV_files_raw_nieuwe_structuur\2016\sap2_94\m01\42194az_dlext_20160130_5735_5885.csv | 151
v5 | Full | 3 | 42194az_dlext_20160131_5886_6038.csv | F:\UPOD\Cell_DLE\CSV_files_raw_nieuwe_structuur\2016\sap2_94\m01 | F:\UPOD\Cell_DLE\CSV_files_raw_nieuwe_structuur\2016\sap2_94\m01\42194az_dlext_20160131_5886_6038.csv | 153
v5 | Full | 3 | 42194az_dlext_20160201_6039_6388.csv | F:\UPOD\Cell_DLE\CSV_files_raw_nieuwe_structuur\2016\sap2_94\m02 | F:\UPOD\Cell_DLE\CSV_files_raw_nieuwe_structuur\2016\sap2_94\m02\42194az_dlext_20160201_6039_6388.csv | 350
v5 | Full | 3 | 42194az_dlext_20160202_6389_6691.csv | F:\UPOD\Cell_DLE\CSV_files_raw_nieuwe_structuur\2016\sap2_94\m02 | F:\UPOD\Cell_DLE\CSV_files_raw_nieuwe_structuur\2016\sap2_94\m02\42194az_dlext_20160202_6389_6691.csv | 303
v5 | Full | 3 | 42194az_dlext_20160203_6692_7005.csv | F:\UPOD\Cell_DLE\CSV_files_raw_nieuwe_structuur\2016\sap2_94\m02 | F:\UPOD\Cell_DLE\CSV_files_raw_nieuwe_structuur\2016\sap2_94\m02\42194az_dlext_20160203_6692_7005.csv | 314
v5 | Full | 3 | 42194az_dlext_20160204_7006_7322.csv | F:\UPOD\Cell_DLE\CSV_files_raw_nieuwe_structuur\2016\sap2_94\m02 | F:\UPOD\Cell_DLE\CSV_files_raw_nieuwe_structuur\2016\sap2_94\m02\42194az_dlext_20160204_7006_7322.csv | 317
v5 | Full | 3 | 42194az_dlext_20160205_7323_7567.csv | F:\UPOD\Cell_DLE\CSV_files_raw_nieuwe_structuur\2016\sap2_94\m02 | F:\UPOD\Cell_DLE\CSV_files_raw_nieuwe_structuur\2016\sap2_94\m02\42194az_dlext_20160205_7323_7567.csv | 245
v5 | Full | 3 | 42194az_dlext_20160206_7568_7660.csv | F:\UPOD\Cell_DLE\CSV_files_raw_nieuwe_structuur\2016\sap2_94\m02 | F:\UPOD\Cell_DLE\CSV_files_raw_nieuwe_structuur\2016\sap2_94\m02\42194az_dlext_20160206_7568_7660.csv | 93
v5 | Full | 3 | 42194az_dlext_20160207_7661_7777.csv | F:\UPOD\Cell_DLE\CSV_files_raw_nieuwe_structuur\2016\sap2_94\m02 | F:\UPOD\Cell_DLE\CSV_files_raw_nieuwe_structuur\2016\sap2_94\m02\42194az_dlext_20160207_7661_7777.csv | 117
v5 | Full | 3 | 42194az_dlext_20160208_7778_8110.csv | F:\UPOD\Cell_DLE\CSV_files_raw_nieuwe_structuur\2016\sap2_94\m02 | F:\UPOD\Cell_DLE\CSV_files_raw_nieuwe_structuur\2016\sap2_94\m02\42194az_dlext_20160208_7778_8110.csv | 333
v5 | Full | 3 | 42194az_dlext_20160209_8111_8396.csv | F:\UPOD\Cell_DLE\CSV_files_raw_nieuwe_structuur\2016\sap2_94\m02 | F:\UPOD\Cell_DLE\CSV_files_raw_nieuwe_structuur\2016\sap2_94\m02\42194az_dlext_20160209_8111_8396.csv | 286
v5 | Full | 3 | 42194az_dlext_20160210_8397_8664.csv | F:\UPOD\Cell_DLE\CSV_files_raw_nieuwe_structuur\2016\sap2_94\m02 | F:\UPOD\Cell_DLE\CSV_files_raw_nieuwe_structuur\2016\sap2_94\m02\42194az_dlext_20160210_8397_8664.csv | 268
v5 | Full | 3 | 42194az_dlext_20160211_8665_9008.csv | F:\UPOD\Cell_DLE\CSV_files_raw_nieuwe_structuur\2016\sap2_94\m02 | F:\UPOD\Cell_DLE\CSV_files_raw_nieuwe_structuur\2016\sap2_94\m02\42194az_dlext_20160211_8665_9008.csv | 344
v5 | Full | 3 | 42194az_dlext_20160212_9009_9270.csv | F:\UPOD\Cell_DLE\CSV_files_raw_nieuwe_structuur\2016\sap2_94\m02 | F:\UPOD\Cell_DLE\CSV_files_raw_nieuwe_structuur\2016\sap2_94\m02\42194az_dlext_20160212_9009_9270.csv | 262
v5 | Full | 3 | 42194az_dlext_20160213_9271_9388.csv | F:\UPOD\Cell_DLE\CSV_files_raw_nieuwe_structuur\2016\sap2_94\m02 | F:\UPOD\Cell_DLE\CSV_files_raw_nieuwe_structuur\2016\sap2_94\m02\42194az_dlext_20160213_9271_9388.csv | 118
v5 | Full | 3 | 42194az_dlext_20160214_9389_9490.csv | F:\UPOD\Cell_DLE\CSV_files_raw_nieuwe_structuur\2016\sap2_94\m02 | F:\UPOD\Cell_DLE\CSV_files_raw_nieuwe_structuur\2016\sap2_94\m02\42194az_dlext_20160214_9389_9490.csv | 102
v5 | Full | 3 | 42194az_dlext_20160215_9491_9787.csv | F:\UPOD\Cell_DLE\CSV_files_raw_nieuwe_structuur\2016\sap2_94\m02 | F:\UPOD\Cell_DLE\CSV_files_raw_nieuwe_structuur\2016\sap2_94\m02\42194az_dlext_20160215_9491_9787.csv | 297
v5 | Full | 3 | 42194az_dlext_20160216_9788_0029.csv | F:\UPOD\Cell_DLE\CSV_files_raw_nieuwe_structuur\2016\sap2_94\m02 | F:\UPOD\Cell_DLE\CSV_files_raw_nieuwe_structuur\2016\sap2_94\m02\42194az_dlext_20160216_9788_0029.csv | 242
v5 | Full | 3 | 42194az_dlext_20160217_0030_0306.csv | F:\UPOD\Cell_DLE\CSV_files_raw_nieuwe_structuur\2016\sap2_94\m02 | F:\UPOD\Cell_DLE\CSV_files_raw_nieuwe_structuur\2016\sap2_94\m02\42194az_dlext_20160217_0030_0306.csv | 277
v5 | Full | 3 | 42194az_dlext_20160218_0307_0685.csv | F:\UPOD\Cell_DLE\CSV_files_raw_nieuwe_structuur\2016\sap2_94\m02 | F:\UPOD\Cell_DLE\CSV_files_raw_nieuwe_structuur\2016\sap2_94\m02\42194az_dlext_20160218_0307_0685.csv | 379
v5 | Full | 3 | 42194az_dlext_20160219_0686_0949.csv | F:\UPOD\Cell_DLE\CSV_files_raw_nieuwe_structuur\2016\sap2_94\m02 | F:\UPOD\Cell_DLE\CSV_files_raw_nieuwe_structuur\2016\sap2_94\m02\42194az_dlext_20160219_0686_0949.csv | 264
v5 | Full | 3 | 42194az_dlext_20160220_0950_1084.csv | F:\UPOD\Cell_DLE\CSV_files_raw_nieuwe_structuur\2016\sap2_94\m02 | F:\UPOD\Cell_DLE\CSV_files_raw_nieuwe_structuur\2016\sap2_94\m02\42194az_dlext_20160220_0950_1084.csv | 135
v5 | Full | 3 | 42194az_dlext_20160221_1085_1229.csv | F:\UPOD\Cell_DLE\CSV_files_raw_nieuwe_structuur\2016\sap2_94\m02 | F:\UPOD\Cell_DLE\CSV_files_raw_nieuwe_structuur\2016\sap2_94\m02\42194az_dlext_20160221_1085_1229.csv | 145
v5 | Full | 3 | 42194az_dlext_20160222_1230_1549.csv | F:\UPOD\Cell_DLE\CSV_files_raw_nieuwe_structuur\2016\sap2_94\m02 | F:\UPOD\Cell_DLE\CSV_files_raw_nieuwe_structuur\2016\sap2_94\m02\42194az_dlext_20160222_1230_1549.csv | 320
v5 | Full | 3 | 42194az_dlext_20160223_1550_1815.csv | F:\UPOD\Cell_DLE\CSV_files_raw_nieuwe_structuur\2016\sap2_94\m02 | F:\UPOD\Cell_DLE\CSV_files_raw_nieuwe_structuur\2016\sap2_94\m02\42194az_dlext_20160223_1550_1815.csv | 266
v5 | Full | 3 | 42194az_dlext_20160224_1816_2072.csv | F:\UPOD\Cell_DLE\CSV_files_raw_nieuwe_structuur\2016\sap2_94\m02 | F:\UPOD\Cell_DLE\CSV_files_raw_nieuwe_structuur\2016\sap2_94\m02\42194az_dlext_20160224_1816_2072.csv | 257
v5 | Full | 3 | 42194az_dlext_20160225_2073_2426.csv | F:\UPOD\Cell_DLE\CSV_files_raw_nieuwe_structuur\2016\sap2_94\m02 | F:\UPOD\Cell_DLE\CSV_files_raw_nieuwe_structuur\2016\sap2_94\m02\42194az_dlext_20160225_2073_2426.csv | 354
v5 | Full | 3 | 42194az_dlext_20160226_2427_2708.csv | F:\UPOD\Cell_DLE\CSV_files_raw_nieuwe_structuur\2016\sap2_94\m02 | F:\UPOD\Cell_DLE\CSV_files_raw_nieuwe_structuur\2016\sap2_94\m02\42194az_dlext_20160226_2427_2708.csv | 282
v5 | Full | 3 | 42194az_dlext_20160227_2709_2814.csv | F:\UPOD\Cell_DLE\CSV_files_raw_nieuwe_structuur\2016\sap2_94\m02 | F:\UPOD\Cell_DLE\CSV_files_raw_nieuwe_structuur\2016\sap2_94\m02\42194az_dlext_20160227_2709_2814.csv | 106
v5 | Full | 3 | 42194az_dlext_20160228_2815_2885.csv | F:\UPOD\Cell_DLE\CSV_files_raw_nieuwe_structuur\2016\sap2_94\m02 | F:\UPOD\Cell_DLE\CSV_files_raw_nieuwe_structuur\2016\sap2_94\m02\42194az_dlext_20160228_2815_2885.csv | 71
v5 | Full | 3 | 42194az_dlext_20160229_2886_3178.csv | F:\UPOD\Cell_DLE\CSV_files_raw_nieuwe_structuur\2016\sap2_94\m03 | F:\UPOD\Cell_DLE\CSV_files_raw_nieuwe_structuur\2016\sap2_94\m03\42194az_dlext_20160229_2886_3178.csv | 293
v5 | Full | 3 | 42194az_dlext_20160301_3179_3502.csv | F:\UPOD\Cell_DLE\CSV_files_raw_nieuwe_structuur\2016\sap2_94\m03 | F:\UPOD\Cell_DLE\CSV_files_raw_nieuwe_structuur\2016\sap2_94\m03\42194az_dlext_20160301_3179_3502.csv | 324
v5 | Full | 3 | 42194az_dlext_20160302_3503_3763.csv | F:\UPOD\Cell_DLE\CSV_files_raw_nieuwe_structuur\2016\sap2_94\m03 | F:\UPOD\Cell_DLE\CSV_files_raw_nieuwe_structuur\2016\sap2_94\m03\42194az_dlext_20160302_3503_3763.csv | 261
v5 | Full | 3 | 42194az_dlext_20160303_3764_4006.csv | F:\UPOD\Cell_DLE\CSV_files_raw_nieuwe_structuur\2016\sap2_94\m03 | F:\UPOD\Cell_DLE\CSV_files_raw_nieuwe_structuur\2016\sap2_94\m03\42194az_dlext_20160303_3764_4006.csv | 243
v5 | Full | 3 | 42194az_dlext_20160304_4007_4309.csv | F:\UPOD\Cell_DLE\CSV_files_raw_nieuwe_structuur\2016\sap2_94\m03 | F:\UPOD\Cell_DLE\CSV_files_raw_nieuwe_structuur\2016\sap2_94\m03\42194az_dlext_20160304_4007_4309.csv | 303
v5 | Full | 3 | 42194az_dlext_20160305_4310_4465.csv | F:\UPOD\Cell_DLE\CSV_files_raw_nieuwe_structuur\2016\sap2_94\m03 | F:\UPOD\Cell_DLE\CSV_files_raw_nieuwe_structuur\2016\sap2_94\m03\42194az_dlext_20160305_4310_4465.csv | 156
v5 | Full | 3 | 42194az_dlext_20160306_4466_4575.csv | F:\UPOD\Cell_DLE\CSV_files_raw_nieuwe_structuur\2016\sap2_94\m03 | F:\UPOD\Cell_DLE\CSV_files_raw_nieuwe_structuur\2016\sap2_94\m03\42194az_dlext_20160306_4466_4575.csv | 110
v5 | Full | 3 | 42194az_dlext_20160307_4576_4919.csv | F:\UPOD\Cell_DLE\CSV_files_raw_nieuwe_structuur\2016\sap2_94\m03 | F:\UPOD\Cell_DLE\CSV_files_raw_nieuwe_structuur\2016\sap2_94\m03\42194az_dlext_20160307_4576_4919.csv | 344
v5 | Full | 3 | 42194az_dlext_20160308_4920_5220.csv | F:\UPOD\Cell_DLE\CSV_files_raw_nieuwe_structuur\2016\sap2_94\m03 | F:\UPOD\Cell_DLE\CSV_files_raw_nieuwe_structuur\2016\sap2_94\m03\42194az_dlext_20160308_4920_5220.csv | 301
v5 | Full | 3 | 42194az_dlext_20160309_5221_5535.csv | F:\UPOD\Cell_DLE\CSV_files_raw_nieuwe_structuur\2016\sap2_94\m03 | F:\UPOD\Cell_DLE\CSV_files_raw_nieuwe_structuur\2016\sap2_94\m03\42194az_dlext_20160309_5221_5535.csv | 315
v5 | Full | 3 | 42194az_dlext_20160310_5536_5826.csv | F:\UPOD\Cell_DLE\CSV_files_raw_nieuwe_structuur\2016\sap2_94\m03 | F:\UPOD\Cell_DLE\CSV_files_raw_nieuwe_structuur\2016\sap2_94\m03\42194az_dlext_20160310_5536_5826.csv | 291
v5 | Full | 3 | 42194az_dlext_20160311_5827_6054.csv | F:\UPOD\Cell_DLE\CSV_files_raw_nieuwe_structuur\2016\sap2_94\m03 | F:\UPOD\Cell_DLE\CSV_files_raw_nieuwe_structuur\2016\sap2_94\m03\42194az_dlext_20160311_5827_6054.csv | 228
v5 | Full | 3 | 42194az_dlext_20160312_6055_6176.csv | F:\UPOD\Cell_DLE\CSV_files_raw_nieuwe_structuur\2016\sap2_94\m03 | F:\UPOD\Cell_DLE\CSV_files_raw_nieuwe_structuur\2016\sap2_94\m03\42194az_dlext_20160312_6055_6176.csv | 122
v5 | Full | 3 | 42194az_dlext_20160313_6177_6299.csv | F:\UPOD\Cell_DLE\CSV_files_raw_nieuwe_structuur\2016\sap2_94\m03 | F:\UPOD\Cell_DLE\CSV_files_raw_nieuwe_structuur\2016\sap2_94\m03\42194az_dlext_20160313_6177_6299.csv | 123
v5 | Full | 3 | 42194az_dlext_20160314_6300_6698.csv | F:\UPOD\Cell_DLE\CSV_files_raw_nieuwe_structuur\2016\sap2_94\m03 | F:\UPOD\Cell_DLE\CSV_files_raw_nieuwe_structuur\2016\sap2_94\m03\42194az_dlext_20160314_6300_6698.csv | 399
v5 | Full | 3 | 42194az_dlext_20160315_6699_7070.csv | F:\UPOD\Cell_DLE\CSV_files_raw_nieuwe_structuur\2016\sap2_94\m03 | F:\UPOD\Cell_DLE\CSV_files_raw_nieuwe_structuur\2016\sap2_94\m03\42194az_dlext_20160315_6699_7070.csv | 372
v5 | Full | 3 | 42194az_dlext_20160316_7071_7402.csv | F:\UPOD\Cell_DLE\CSV_files_raw_nieuwe_structuur\2016\sap2_94\m03 | F:\UPOD\Cell_DLE\CSV_files_raw_nieuwe_structuur\2016\sap2_94\m03\42194az_dlext_20160316_7071_7402.csv | 332
v5 | Full | 3 | 42194az_dlext_20160317_7403_7689.csv | F:\UPOD\Cell_DLE\CSV_files_raw_nieuwe_structuur\2016\sap2_94\m03 | F:\UPOD\Cell_DLE\CSV_files_raw_nieuwe_structuur\2016\sap2_94\m03\42194az_dlext_20160317_7403_7689.csv | 287
v5 | Full | 3 | 42194az_dlext_20160318_7690_8062.csv | F:\UPOD\Cell_DLE\CSV_files_raw_nieuwe_structuur\2016\sap2_94\m03 | F:\UPOD\Cell_DLE\CSV_files_raw_nieuwe_structuur\2016\sap2_94\m03\42194az_dlext_20160318_7690_8062.csv | 373
v5 | Full | 3 | 42194az_dlext_20160319_8063_8189.csv | F:\UPOD\Cell_DLE\CSV_files_raw_nieuwe_structuur\2016\sap2_94\m03 | F:\UPOD\Cell_DLE\CSV_files_raw_nieuwe_structuur\2016\sap2_94\m03\42194az_dlext_20160319_8063_8189.csv | 127
v5 | Full | 3 | 42194az_dlext_20160320_8190_8334.csv | F:\UPOD\Cell_DLE\CSV_files_raw_nieuwe_structuur\2016\sap2_94\m03 | F:\UPOD\Cell_DLE\CSV_files_raw_nieuwe_structuur\2016\sap2_94\m03\42194az_dlext_20160320_8190_8334.csv | 145
v5 | Full | 3 | 42194az_dlext_20160321_8335_8693.csv | F:\UPOD\Cell_DLE\CSV_files_raw_nieuwe_structuur\2016\sap2_94\m03 | F:\UPOD\Cell_DLE\CSV_files_raw_nieuwe_structuur\2016\sap2_94\m03\42194az_dlext_20160321_8335_8693.csv | 359
v5 | Full | 3 | 42194az_dlext_20160322_8694_8976.csv | F:\UPOD\Cell_DLE\CSV_files_raw_nieuwe_structuur\2016\sap2_94\m03 | F:\UPOD\Cell_DLE\CSV_files_raw_nieuwe_structuur\2016\sap2_94\m03\42194az_dlext_20160322_8694_8976.csv | 283
v5 | Full | 3 | 42194az_dlext_20160323_8977_9313.csv | F:\UPOD\Cell_DLE\CSV_files_raw_nieuwe_structuur\2016\sap2_94\m03 | F:\UPOD\Cell_DLE\CSV_files_raw_nieuwe_structuur\2016\sap2_94\m03\42194az_dlext_20160323_8977_9313.csv | 337
v5 | Full | 3 | 42194az_dlext_20160324_9314_9554.csv | F:\UPOD\Cell_DLE\CSV_files_raw_nieuwe_structuur\2016\sap2_94\m03 | F:\UPOD\Cell_DLE\CSV_files_raw_nieuwe_structuur\2016\sap2_94\m03\42194az_dlext_20160324_9314_9554.csv | 241
v5 | Full | 3 | 42194az_dlext_20160325_9555_9738.csv | F:\UPOD\Cell_DLE\CSV_files_raw_nieuwe_structuur\2016\sap2_94\m03 | F:\UPOD\Cell_DLE\CSV_files_raw_nieuwe_structuur\2016\sap2_94\m03\42194az_dlext_20160325_9555_9738.csv | 184
v5 | Full | 3 | 42194az_dlext_20160326_9739_9873.csv | F:\UPOD\Cell_DLE\CSV_files_raw_nieuwe_structuur\2016\sap2_94\m03 | F:\UPOD\Cell_DLE\CSV_files_raw_nieuwe_structuur\2016\sap2_94\m03\42194az_dlext_20160326_9739_9873.csv | 135
v5 | Full | 3 | 42194az_dlext_20160327_9874_9977.csv | F:\UPOD\Cell_DLE\CSV_files_raw_nieuwe_structuur\2016\sap2_94\m03 | F:\UPOD\Cell_DLE\CSV_files_raw_nieuwe_structuur\2016\sap2_94\m03\42194az_dlext_20160327_9874_9977.csv | 104
v5 | Full | 3 | 42194az_dlext_20160328_9978_0095.csv | F:\UPOD\Cell_DLE\CSV_files_raw_nieuwe_structuur\2016\sap2_94\m03 | F:\UPOD\Cell_DLE\CSV_files_raw_nieuwe_structuur\2016\sap2_94\m03\42194az_dlext_20160328_9978_0095.csv | 118
v5 | Full | 3 | 42194az_dlext_20160329_0096_0422.csv | F:\UPOD\Cell_DLE\CSV_files_raw_nieuwe_structuur\2016\sap2_94\m03 | F:\UPOD\Cell_DLE\CSV_files_raw_nieuwe_structuur\2016\sap2_94\m03\42194az_dlext_20160329_0096_0422.csv | 327
v5 | Full | 3 | 42194az_dlext_20160330_0423_0728.csv | F:\UPOD\Cell_DLE\CSV_files_raw_nieuwe_structuur\2016\sap2_94\m03 | F:\UPOD\Cell_DLE\CSV_files_raw_nieuwe_structuur\2016\sap2_94\m03\42194az_dlext_20160330_0423_0728.csv | 306
v5 | Full | 3 | 42194az_dlext_20160331_0729_1032.csv | F:\UPOD\Cell_DLE\CSV_files_raw_nieuwe_structuur\2016\sap2_94\m03 | F:\UPOD\Cell_DLE\CSV_files_raw_nieuwe_structuur\2016\sap2_94\m03\42194az_dlext_20160331_0729_1032.csv | 304
v5 | Full | 3 | 42194az_dlext_20160401_1033_1290.csv | F:\UPOD\Cell_DLE\CSV_files_raw_nieuwe_structuur\2016\sap2_94\m04 | F:\UPOD\Cell_DLE\CSV_files_raw_nieuwe_structuur\2016\sap2_94\m04\42194az_dlext_20160401_1033_1290.csv | 258
v5 | Full | 3 | 42194az_dlext_20160402_1291_1420.csv | F:\UPOD\Cell_DLE\CSV_files_raw_nieuwe_structuur\2016\sap2_94\m04 | F:\UPOD\Cell_DLE\CSV_files_raw_nieuwe_structuur\2016\sap2_94\m04\42194az_dlext_20160402_1291_1420.csv | 130
v5 | Full | 3 | 42194az_dlext_20160403_1421_1508.csv | F:\UPOD\Cell_DLE\CSV_files_raw_nieuwe_structuur\2016\sap2_94\m04 | F:\UPOD\Cell_DLE\CSV_files_raw_nieuwe_structuur\2016\sap2_94\m04\42194az_dlext_20160403_1421_1508.csv | 88
v5 | Full | 3 | 42194az_dlext_20160404_1509_1827.csv | F:\UPOD\Cell_DLE\CSV_files_raw_nieuwe_structuur\2016\sap2_94\m04 | F:\UPOD\Cell_DLE\CSV_files_raw_nieuwe_structuur\2016\sap2_94\m04\42194az_dlext_20160404_1509_1827.csv | 319
v5 | Full | 3 | 42194az_dlext_20160405_1828_2172.csv | F:\UPOD\Cell_DLE\CSV_files_raw_nieuwe_structuur\2016\sap2_94\m04 | F:\UPOD\Cell_DLE\CSV_files_raw_nieuwe_structuur\2016\sap2_94\m04\42194az_dlext_20160405_1828_2172.csv | 345
v5 | Full | 3 | 42194az_dlext_20160406_2173_2453.csv | F:\UPOD\Cell_DLE\CSV_files_raw_nieuwe_structuur\2016\sap2_94\m04 | F:\UPOD\Cell_DLE\CSV_files_raw_nieuwe_structuur\2016\sap2_94\m04\42194az_dlext_20160406_2173_2453.csv | 281
v5 | Full | 3 | 42194az_dlext_20160407_2454_2732.csv | F:\UPOD\Cell_DLE\CSV_files_raw_nieuwe_structuur\2016\sap2_94\m04 | F:\UPOD\Cell_DLE\CSV_files_raw_nieuwe_structuur\2016\sap2_94\m04\42194az_dlext_20160407_2454_2732.csv | 279
v5 | Full | 3 | 42194az_dlext_20160408_2733_3022.csv | F:\UPOD\Cell_DLE\CSV_files_raw_nieuwe_structuur\2016\sap2_94\m04 | F:\UPOD\Cell_DLE\CSV_files_raw_nieuwe_structuur\2016\sap2_94\m04\42194az_dlext_20160408_2733_3022.csv | 290
v5 | Full | 3 | 42194az_dlext_20160409_3023_3114.csv | F:\UPOD\Cell_DLE\CSV_files_raw_nieuwe_structuur\2016\sap2_94\m04 | F:\UPOD\Cell_DLE\CSV_files_raw_nieuwe_structuur\2016\sap2_94\m04\42194az_dlext_20160409_3023_3114.csv | 92
v5 | Full | 3 | 42194az_dlext_20160410_3115_3229.csv | F:\UPOD\Cell_DLE\CSV_files_raw_nieuwe_structuur\2016\sap2_94\m04 | F:\UPOD\Cell_DLE\CSV_files_raw_nieuwe_structuur\2016\sap2_94\m04\42194az_dlext_20160410_3115_3229.csv | 115
v5 | Full | 3 | 42194az_dlext_20160411_3230_3610.csv | F:\UPOD\Cell_DLE\CSV_files_raw_nieuwe_structuur\2016\sap2_94\m04 | F:\UPOD\Cell_DLE\CSV_files_raw_nieuwe_structuur\2016\sap2_94\m04\42194az_dlext_20160411_3230_3610.csv | 381
v5 | Full | 3 | 42194az_dlext_20160412_3611_3926.csv | F:\UPOD\Cell_DLE\CSV_files_raw_nieuwe_structuur\2016\sap2_94\m04 | F:\UPOD\Cell_DLE\CSV_files_raw_nieuwe_structuur\2016\sap2_94\m04\42194az_dlext_20160412_3611_3926.csv | 316
v5 | Full | 3 | 42194az_dlext_20160413_3927_4225.csv | F:\UPOD\Cell_DLE\CSV_files_raw_nieuwe_structuur\2016\sap2_94\m04 | F:\UPOD\Cell_DLE\CSV_files_raw_nieuwe_structuur\2016\sap2_94\m04\42194az_dlext_20160413_3927_4225.csv | 299
v5 | Full | 3 | 42194az_dlext_20160414_4226_4447.csv | F:\UPOD\Cell_DLE\CSV_files_raw_nieuwe_structuur\2016\sap2_94\m04 | F:\UPOD\Cell_DLE\CSV_files_raw_nieuwe_structuur\2016\sap2_94\m04\42194az_dlext_20160414_4226_4447.csv | 222
v5 | Full | 3 | 42194az_dlext_20160415_4448_4717.csv | F:\UPOD\Cell_DLE\CSV_files_raw_nieuwe_structuur\2016\sap2_94\m04 | F:\UPOD\Cell_DLE\CSV_files_raw_nieuwe_structuur\2016\sap2_94\m04\42194az_dlext_20160415_4448_4717.csv | 270
v5 | Full | 3 | 42194az_dlext_20160416_4718_4829.csv | F:\UPOD\Cell_DLE\CSV_files_raw_nieuwe_structuur\2016\sap2_94\m04 | F:\UPOD\Cell_DLE\CSV_files_raw_nieuwe_structuur\2016\sap2_94\m04\42194az_dlext_20160416_4718_4829.csv | 112
v5 | Full | 3 | 42194az_dlext_20160417_4830_4949.csv | F:\UPOD\Cell_DLE\CSV_files_raw_nieuwe_structuur\2016\sap2_94\m04 | F:\UPOD\Cell_DLE\CSV_files_raw_nieuwe_structuur\2016\sap2_94\m04\42194az_dlext_20160417_4830_4949.csv | 120
v5 | Full | 3 | 42194az_dlext_20160418_4950_5291.csv | F:\UPOD\Cell_DLE\CSV_files_raw_nieuwe_structuur\2016\sap2_94\m04 | F:\UPOD\Cell_DLE\CSV_files_raw_nieuwe_structuur\2016\sap2_94\m04\42194az_dlext_20160418_4950_5291.csv | 342
v5 | Full | 3 | 42194az_dlext_20160419_5292_5543.csv | F:\UPOD\Cell_DLE\CSV_files_raw_nieuwe_structuur\2016\sap2_94\m04 | F:\UPOD\Cell_DLE\CSV_files_raw_nieuwe_structuur\2016\sap2_94\m04\42194az_dlext_20160419_5292_5543.csv | 252
v5 | Full | 3 | 42194az_dlext_20160420_5544_5857.csv | F:\UPOD\Cell_DLE\CSV_files_raw_nieuwe_structuur\2016\sap2_94\m04 | F:\UPOD\Cell_DLE\CSV_files_raw_nieuwe_structuur\2016\sap2_94\m04\42194az_dlext_20160420_5544_5857.csv | 314
v5 | Full | 3 | 42194az_dlext_20160421_5858_6159.csv | F:\UPOD\Cell_DLE\CSV_files_raw_nieuwe_structuur\2016\sap2_94\m04 | F:\UPOD\Cell_DLE\CSV_files_raw_nieuwe_structuur\2016\sap2_94\m04\42194az_dlext_20160421_5858_6159.csv | 302
v5 | Full | 3 | 42194az_dlext_20160422_6160_6409.csv | F:\UPOD\Cell_DLE\CSV_files_raw_nieuwe_structuur\2016\sap2_94\m04 | F:\UPOD\Cell_DLE\CSV_files_raw_nieuwe_structuur\2016\sap2_94\m04\42194az_dlext_20160422_6160_6409.csv | 250
v5 | Full | 3 | 42194az_dlext_20160423_6410_6482.csv | F:\UPOD\Cell_DLE\CSV_files_raw_nieuwe_structuur\2016\sap2_94\m04 | F:\UPOD\Cell_DLE\CSV_files_raw_nieuwe_structuur\2016\sap2_94\m04\42194az_dlext_20160423_6410_6482.csv | 73
v5 | Full | 3 | 42194az_dlext_20160425_6483_6687.csv | F:\UPOD\Cell_DLE\CSV_files_raw_nieuwe_structuur\2016\sap2_94\m04 | F:\UPOD\Cell_DLE\CSV_files_raw_nieuwe_structuur\2016\sap2_94\m04\42194az_dlext_20160425_6483_6687.csv | 205
v5 | Full | 3 | 42194az_dlext_20160426_6688_6939.csv | F:\UPOD\Cell_DLE\CSV_files_raw_nieuwe_structuur\2016\sap2_94\m04 | F:\UPOD\Cell_DLE\CSV_files_raw_nieuwe_structuur\2016\sap2_94\m04\42194az_dlext_20160426_6688_6939.csv | 252
v5 | Full | 3 | 42194az_dlext_20160427_6940_7077.csv | F:\UPOD\Cell_DLE\CSV_files_raw_nieuwe_structuur\2016\sap2_94\m04 | F:\UPOD\Cell_DLE\CSV_files_raw_nieuwe_structuur\2016\sap2_94\m04\42194az_dlext_20160427_6940_7077.csv | 138
v5 | Full | 3 | 42194az_dlext_20160428_7078_7339.csv | F:\UPOD\Cell_DLE\CSV_files_raw_nieuwe_structuur\2016\sap2_94\m04 | F:\UPOD\Cell_DLE\CSV_files_raw_nieuwe_structuur\2016\sap2_94\m04\42194az_dlext_20160428_7078_7339.csv | 262
v5 | Full | 3 | 42194az_dlext_20160429_7340_7564.csv | F:\UPOD\Cell_DLE\CSV_files_raw_nieuwe_structuur\2016\sap2_94\m04 | F:\UPOD\Cell_DLE\CSV_files_raw_nieuwe_structuur\2016\sap2_94\m04\42194az_dlext_20160429_7340_7564.csv | 225
v5 | Full | 3 | 42194az_dlext_20160430_7565_7678.csv | F:\UPOD\Cell_DLE\CSV_files_raw_nieuwe_structuur\2016\sap2_94\m04 | F:\UPOD\Cell_DLE\CSV_files_raw_nieuwe_structuur\2016\sap2_94\m04\42194az_dlext_20160430_7565_7678.csv | 114
v5 | Full | 3 | 42194az_dlext_20160501_7679_7779.csv | F:\UPOD\Cell_DLE\CSV_files_raw_nieuwe_structuur\2016\sap2_94\m05 | F:\UPOD\Cell_DLE\CSV_files_raw_nieuwe_structuur\2016\sap2_94\m05\42194az_dlext_20160501_7679_7779.csv | 101
v5 | Full | 3 | 42194az_dlext_20160502_7780_8106.csv | F:\UPOD\Cell_DLE\CSV_files_raw_nieuwe_structuur\2016\sap2_94\m05 | F:\UPOD\Cell_DLE\CSV_files_raw_nieuwe_structuur\2016\sap2_94\m05\42194az_dlext_20160502_7780_8106.csv | 327
v5 | Full | 3 | 42194az_dlext_20160503_8107_8350.csv | F:\UPOD\Cell_DLE\CSV_files_raw_nieuwe_structuur\2016\sap2_94\m05 | F:\UPOD\Cell_DLE\CSV_files_raw_nieuwe_structuur\2016\sap2_94\m05\42194az_dlext_20160503_8107_8350.csv | 244
v5 | Full | 3 | 42194az_dlext_20160504_8351_8637.csv | F:\UPOD\Cell_DLE\CSV_files_raw_nieuwe_structuur\2016\sap2_94\m05 | F:\UPOD\Cell_DLE\CSV_files_raw_nieuwe_structuur\2016\sap2_94\m05\42194az_dlext_20160504_8351_8637.csv | 287
v5 | Full | 3 | 42194az_dlext_20160505_8638_8735.csv | F:\UPOD\Cell_DLE\CSV_files_raw_nieuwe_structuur\2016\sap2_94\m05 | F:\UPOD\Cell_DLE\CSV_files_raw_nieuwe_structuur\2016\sap2_94\m05\42194az_dlext_20160505_8638_8735.csv | 98
v5 | Full | 3 | 42194az_dlext_20160506_8736_8900.csv | F:\UPOD\Cell_DLE\CSV_files_raw_nieuwe_structuur\2016\sap2_94\m05 | F:\UPOD\Cell_DLE\CSV_files_raw_nieuwe_structuur\2016\sap2_94\m05\42194az_dlext_20160506_8736_8900.csv | 165
v5 | Full | 3 | 42194az_dlext_20160507_8901_8993.csv | F:\UPOD\Cell_DLE\CSV_files_raw_nieuwe_structuur\2016\sap2_94\m05 | F:\UPOD\Cell_DLE\CSV_files_raw_nieuwe_structuur\2016\sap2_94\m05\42194az_dlext_20160507_8901_8993.csv | 93
v5 | Full | 3 | 42194az_dlext_20160508_8994_9097.csv | F:\UPOD\Cell_DLE\CSV_files_raw_nieuwe_structuur\2016\sap2_94\m05 | F:\UPOD\Cell_DLE\CSV_files_raw_nieuwe_structuur\2016\sap2_94\m05\42194az_dlext_20160508_8994_9097.csv | 104
v5 | Full | 3 | 42194az_dlext_20160509_9098_9464.csv | F:\UPOD\Cell_DLE\CSV_files_raw_nieuwe_structuur\2016\sap2_94\m05 | F:\UPOD\Cell_DLE\CSV_files_raw_nieuwe_structuur\2016\sap2_94\m05\42194az_dlext_20160509_9098_9464.csv | 367
v5 | Full | 3 | 42194az_dlext_20160510_9465_9804.csv | F:\UPOD\Cell_DLE\CSV_files_raw_nieuwe_structuur\2016\sap2_94\m05 | F:\UPOD\Cell_DLE\CSV_files_raw_nieuwe_structuur\2016\sap2_94\m05\42194az_dlext_20160510_9465_9804.csv | 340
v5 | Full | 3 | 42194az_dlext_20160511_9805_0146.csv | F:\UPOD\Cell_DLE\CSV_files_raw_nieuwe_structuur\2016\sap2_94\m05 | F:\UPOD\Cell_DLE\CSV_files_raw_nieuwe_structuur\2016\sap2_94\m05\42194az_dlext_20160511_9805_0146.csv | 342
v5 | Full | 3 | 42194az_dlext_20160512_0147_0434.csv | F:\UPOD\Cell_DLE\CSV_files_raw_nieuwe_structuur\2016\sap2_94\m05 | F:\UPOD\Cell_DLE\CSV_files_raw_nieuwe_structuur\2016\sap2_94\m05\42194az_dlext_20160512_0147_0434.csv | 288
v5 | Full | 3 | 42194az_dlext_20160513_0435_0764.csv | F:\UPOD\Cell_DLE\CSV_files_raw_nieuwe_structuur\2016\sap2_94\m05 | F:\UPOD\Cell_DLE\CSV_files_raw_nieuwe_structuur\2016\sap2_94\m05\42194az_dlext_20160513_0435_0764.csv | 330
v5 | Full | 3 | 42194az_dlext_20160514_0765_0852.csv | F:\UPOD\Cell_DLE\CSV_files_raw_nieuwe_structuur\2016\sap2_94\m05 | F:\UPOD\Cell_DLE\CSV_files_raw_nieuwe_structuur\2016\sap2_94\m05\42194az_dlext_20160514_0765_0852.csv | 88
v5 | Full | 3 | 42194az_dlext_20160515_0853_0957.csv | F:\UPOD\Cell_DLE\CSV_files_raw_nieuwe_structuur\2016\sap2_94\m05 | F:\UPOD\Cell_DLE\CSV_files_raw_nieuwe_structuur\2016\sap2_94\m05\42194az_dlext_20160515_0853_0957.csv | 105
v5 | Full | 3 | 42194az_dlext_20160516_0958_1091.csv | F:\UPOD\Cell_DLE\CSV_files_raw_nieuwe_structuur\2016\sap2_94\m05 | F:\UPOD\Cell_DLE\CSV_files_raw_nieuwe_structuur\2016\sap2_94\m05\42194az_dlext_20160516_0958_1091.csv | 134
v5 | Full | 3 | 42194az_dlext_20160517_1092_1414.csv | F:\UPOD\Cell_DLE\CSV_files_raw_nieuwe_structuur\2016\sap2_94\m05 | F:\UPOD\Cell_DLE\CSV_files_raw_nieuwe_structuur\2016\sap2_94\m05\42194az_dlext_20160517_1092_1414.csv | 323
v5 | Full | 3 | 42194az_dlext_20160518_1415_1706.csv | F:\UPOD\Cell_DLE\CSV_files_raw_nieuwe_structuur\2016\sap2_94\m05 | F:\UPOD\Cell_DLE\CSV_files_raw_nieuwe_structuur\2016\sap2_94\m05\42194az_dlext_20160518_1415_1706.csv | 292
v5 | Full | 3 | 42194az_dlext_20160519_1707_2034.csv | F:\UPOD\Cell_DLE\CSV_files_raw_nieuwe_structuur\2016\sap2_94\m05 | F:\UPOD\Cell_DLE\CSV_files_raw_nieuwe_structuur\2016\sap2_94\m05\42194az_dlext_20160519_1707_2034.csv | 328
v5 | Full | 3 | 42194az_dlext_20160520_2035_2330.csv | F:\UPOD\Cell_DLE\CSV_files_raw_nieuwe_structuur\2016\sap2_94\m05 | F:\UPOD\Cell_DLE\CSV_files_raw_nieuwe_structuur\2016\sap2_94\m05\42194az_dlext_20160520_2035_2330.csv | 296
v5 | Full | 3 | 42194az_dlext_20160521_2331_2438.csv | F:\UPOD\Cell_DLE\CSV_files_raw_nieuwe_structuur\2016\sap2_94\m05 | F:\UPOD\Cell_DLE\CSV_files_raw_nieuwe_structuur\2016\sap2_94\m05\42194az_dlext_20160521_2331_2438.csv | 108
v5 | Full | 3 | 42194az_dlext_20160522_2439_2551.csv | F:\UPOD\Cell_DLE\CSV_files_raw_nieuwe_structuur\2016\sap2_94\m05 | F:\UPOD\Cell_DLE\CSV_files_raw_nieuwe_structuur\2016\sap2_94\m05\42194az_dlext_20160522_2439_2551.csv | 113
v5 | Full | 3 | 42194az_dlext_20160523_2552_2887.csv | F:\UPOD\Cell_DLE\CSV_files_raw_nieuwe_structuur\2016\sap2_94\m05 | F:\UPOD\Cell_DLE\CSV_files_raw_nieuwe_structuur\2016\sap2_94\m05\42194az_dlext_20160523_2552_2887.csv | 336
v5 | Full | 3 | 42194az_dlext_20160524_2888_3213.csv | F:\UPOD\Cell_DLE\CSV_files_raw_nieuwe_structuur\2016\sap2_94\m05 | F:\UPOD\Cell_DLE\CSV_files_raw_nieuwe_structuur\2016\sap2_94\m05\42194az_dlext_20160524_2888_3213.csv | 326
v5 | Full | 3 | 42194az_dlext_20160525_3214_3524.csv | F:\UPOD\Cell_DLE\CSV_files_raw_nieuwe_structuur\2016\sap2_94\m05 | F:\UPOD\Cell_DLE\CSV_files_raw_nieuwe_structuur\2016\sap2_94\m05\42194az_dlext_20160525_3214_3524.csv | 311
v5 | Full | 3 | 42194az_dlext_20160526_3525_3856.csv | F:\UPOD\Cell_DLE\CSV_files_raw_nieuwe_structuur\2016\sap2_94\m05 | F:\UPOD\Cell_DLE\CSV_files_raw_nieuwe_structuur\2016\sap2_94\m05\42194az_dlext_20160526_3525_3856.csv | 332
v5 | Full | 3 | 42194az_dlext_20160527_3857_4116.csv | F:\UPOD\Cell_DLE\CSV_files_raw_nieuwe_structuur\2016\sap2_94\m05 | F:\UPOD\Cell_DLE\CSV_files_raw_nieuwe_structuur\2016\sap2_94\m05\42194az_dlext_20160527_3857_4116.csv | 260
v5 | Full | 3 | 42194az_dlext_20160528_4117_4232.csv | F:\UPOD\Cell_DLE\CSV_files_raw_nieuwe_structuur\2016\sap2_94\m05 | F:\UPOD\Cell_DLE\CSV_files_raw_nieuwe_structuur\2016\sap2_94\m05\42194az_dlext_20160528_4117_4232.csv | 116
v5 | Full | 3 | 42194az_dlext_20160529_4233_4334.csv | F:\UPOD\Cell_DLE\CSV_files_raw_nieuwe_structuur\2016\sap2_94\m05 | F:\UPOD\Cell_DLE\CSV_files_raw_nieuwe_structuur\2016\sap2_94\m05\42194az_dlext_20160529_4233_4334.csv | 102
v5 | Full | 3 | 42194az_dlext_20160530_4335_4527.csv | F:\UPOD\Cell_DLE\CSV_files_raw_nieuwe_structuur\2016\sap2_94\m05 | F:\UPOD\Cell_DLE\CSV_files_raw_nieuwe_structuur\2016\sap2_94\m05\42194az_dlext_20160530_4335_4527.csv | 193
v5 | Full | 3 | 42194az_dlext_20160531_4528_4813.csv | F:\UPOD\Cell_DLE\CSV_files_raw_nieuwe_structuur\2016\sap2_94\m05 | F:\UPOD\Cell_DLE\CSV_files_raw_nieuwe_structuur\2016\sap2_94\m05\42194az_dlext_20160531_4528_4813.csv | 286
v5 | Full | 3 | 42194az_dlext_20160601_4814_5149.csv | F:\UPOD\Cell_DLE\CSV_files_raw_nieuwe_structuur\2016\sap2_94\m06 | F:\UPOD\Cell_DLE\CSV_files_raw_nieuwe_structuur\2016\sap2_94\m06\42194az_dlext_20160601_4814_5149.csv | 336
v5 | Full | 3 | 42194az_dlext_20160602_5150_5424.csv | F:\UPOD\Cell_DLE\CSV_files_raw_nieuwe_structuur\2016\sap2_94\m06 | F:\UPOD\Cell_DLE\CSV_files_raw_nieuwe_structuur\2016\sap2_94\m06\42194az_dlext_20160602_5150_5424.csv | 275
v5 | Full | 3 | 42194az_dlext_20160603_5425_5687.csv | F:\UPOD\Cell_DLE\CSV_files_raw_nieuwe_structuur\2016\sap2_94\m06 | F:\UPOD\Cell_DLE\CSV_files_raw_nieuwe_structuur\2016\sap2_94\m06\42194az_dlext_20160603_5425_5687.csv | 263
v5 | Full | 3 | 42194az_dlext_20160604_5688_5790.csv | F:\UPOD\Cell_DLE\CSV_files_raw_nieuwe_structuur\2016\sap2_94\m06 | F:\UPOD\Cell_DLE\CSV_files_raw_nieuwe_structuur\2016\sap2_94\m06\42194az_dlext_20160604_5688_5790.csv | 103
v5 | Full | 3 | 42194az_dlext_20160605_5791_5924.csv | F:\UPOD\Cell_DLE\CSV_files_raw_nieuwe_structuur\2016\sap2_94\m06 | F:\UPOD\Cell_DLE\CSV_files_raw_nieuwe_structuur\2016\sap2_94\m06\42194az_dlext_20160605_5791_5924.csv | 134
v5 | Full | 3 | 42194az_dlext_20160606_5925_6268.csv | F:\UPOD\Cell_DLE\CSV_files_raw_nieuwe_structuur\2016\sap2_94\m06 | F:\UPOD\Cell_DLE\CSV_files_raw_nieuwe_structuur\2016\sap2_94\m06\42194az_dlext_20160606_5925_6268.csv | 344
v5 | Full | 3 | 42194az_dlext_20160607_6269_6497.csv | F:\UPOD\Cell_DLE\CSV_files_raw_nieuwe_structuur\2016\sap2_94\m06 | F:\UPOD\Cell_DLE\CSV_files_raw_nieuwe_structuur\2016\sap2_94\m06\42194az_dlext_20160607_6269_6497.csv | 229
v5 | Full | 3 | 42194az_dlext_20160608_6498_6813.csv | F:\UPOD\Cell_DLE\CSV_files_raw_nieuwe_structuur\2016\sap2_94\m06 | F:\UPOD\Cell_DLE\CSV_files_raw_nieuwe_structuur\2016\sap2_94\m06\42194az_dlext_20160608_6498_6813.csv | 316
v5 | Full | 3 | 42194az_dlext_20160609_6814_7122.csv | F:\UPOD\Cell_DLE\CSV_files_raw_nieuwe_structuur\2016\sap2_94\m06 | F:\UPOD\Cell_DLE\CSV_files_raw_nieuwe_structuur\2016\sap2_94\m06\42194az_dlext_20160609_6814_7122.csv | 309
v5 | Full | 3 | 42194az_dlext_20160610_7123_7429.csv | F:\UPOD\Cell_DLE\CSV_files_raw_nieuwe_structuur\2016\sap2_94\m06 | F:\UPOD\Cell_DLE\CSV_files_raw_nieuwe_structuur\2016\sap2_94\m06\42194az_dlext_20160610_7123_7429.csv | 307
v5 | Full | 3 | 42194az_dlext_20160611_7430_7547.csv | F:\UPOD\Cell_DLE\CSV_files_raw_nieuwe_structuur\2016\sap2_94\m06 | F:\UPOD\Cell_DLE\CSV_files_raw_nieuwe_structuur\2016\sap2_94\m06\42194az_dlext_20160611_7430_7547.csv | 118
v5 | Full | 3 | 42194az_dlext_20160612_7548_7676.csv | F:\UPOD\Cell_DLE\CSV_files_raw_nieuwe_structuur\2016\sap2_94\m06 | F:\UPOD\Cell_DLE\CSV_files_raw_nieuwe_structuur\2016\sap2_94\m06\42194az_dlext_20160612_7548_7676.csv | 129
v5 | Full | 3 | 42194az_dlext_20160613_7677_8014.csv | F:\UPOD\Cell_DLE\CSV_files_raw_nieuwe_structuur\2016\sap2_94\m06 | F:\UPOD\Cell_DLE\CSV_files_raw_nieuwe_structuur\2016\sap2_94\m06\42194az_dlext_20160613_7677_8014.csv | 338
v5 | Full | 3 | 42194az_dlext_20160614_8015_8238.csv | F:\UPOD\Cell_DLE\CSV_files_raw_nieuwe_structuur\2016\sap2_94\m06 | F:\UPOD\Cell_DLE\CSV_files_raw_nieuwe_structuur\2016\sap2_94\m06\42194az_dlext_20160614_8015_8238.csv | 224
v5 | Full | 3 | 42194az_dlext_20160615_8239_8593.csv | F:\UPOD\Cell_DLE\CSV_files_raw_nieuwe_structuur\2016\sap2_94\m06 | F:\UPOD\Cell_DLE\CSV_files_raw_nieuwe_structuur\2016\sap2_94\m06\42194az_dlext_20160615_8239_8593.csv | 355
v5 | Full | 3 | 42194az_dlext_20160616_8594_8881.csv | F:\UPOD\Cell_DLE\CSV_files_raw_nieuwe_structuur\2016\sap2_94\m06 | F:\UPOD\Cell_DLE\CSV_files_raw_nieuwe_structuur\2016\sap2_94\m06\42194az_dlext_20160616_8594_8881.csv | 288
v5 | Full | 3 | 42194az_dlext_20160617_8882_9152.csv | F:\UPOD\Cell_DLE\CSV_files_raw_nieuwe_structuur\2016\sap2_94\m06 | F:\UPOD\Cell_DLE\CSV_files_raw_nieuwe_structuur\2016\sap2_94\m06\42194az_dlext_20160617_8882_9152.csv | 271
v5 | Full | 3 | 42194az_dlext_20160618_9153_9272.csv | F:\UPOD\Cell_DLE\CSV_files_raw_nieuwe_structuur\2016\sap2_94\m06 | F:\UPOD\Cell_DLE\CSV_files_raw_nieuwe_structuur\2016\sap2_94\m06\42194az_dlext_20160618_9153_9272.csv | 120
v5 | Full | 3 | 42194az_dlext_20160619_9273_9383.csv | F:\UPOD\Cell_DLE\CSV_files_raw_nieuwe_structuur\2016\sap2_94\m06 | F:\UPOD\Cell_DLE\CSV_files_raw_nieuwe_structuur\2016\sap2_94\m06\42194az_dlext_20160619_9273_9383.csv | 111
v5 | Full | 3 | 42194az_dlext_20160620_9384_9691.csv | F:\UPOD\Cell_DLE\CSV_files_raw_nieuwe_structuur\2016\sap2_94\m06 | F:\UPOD\Cell_DLE\CSV_files_raw_nieuwe_structuur\2016\sap2_94\m06\42194az_dlext_20160620_9384_9691.csv | 308
v5 | Full | 3 | 42194az_dlext_20160621_9692_9970.csv | F:\UPOD\Cell_DLE\CSV_files_raw_nieuwe_structuur\2016\sap2_94\m06 | F:\UPOD\Cell_DLE\CSV_files_raw_nieuwe_structuur\2016\sap2_94\m06\42194az_dlext_20160621_9692_9970.csv | 279
v5 | Full | 3 | 42194az_dlext_20160622_9971_0261.csv | F:\UPOD\Cell_DLE\CSV_files_raw_nieuwe_structuur\2016\sap2_94\m06 | F:\UPOD\Cell_DLE\CSV_files_raw_nieuwe_structuur\2016\sap2_94\m06\42194az_dlext_20160622_9971_0261.csv | 291
v5 | Full | 3 | 42194az_dlext_20160623_0262_0639.csv | F:\UPOD\Cell_DLE\CSV_files_raw_nieuwe_structuur\2016\sap2_94\m06 | F:\UPOD\Cell_DLE\CSV_files_raw_nieuwe_structuur\2016\sap2_94\m06\42194az_dlext_20160623_0262_0639.csv | 378
v5 | Full | 3 | 42194az_dlext_20160624_0640_0902.csv | F:\UPOD\Cell_DLE\CSV_files_raw_nieuwe_structuur\2016\sap2_94\m06 | F:\UPOD\Cell_DLE\CSV_files_raw_nieuwe_structuur\2016\sap2_94\m06\42194az_dlext_20160624_0640_0902.csv | 263
v5 | Full | 3 | 42194az_dlext_20160625_0903_1013.csv | F:\UPOD\Cell_DLE\CSV_files_raw_nieuwe_structuur\2016\sap2_94\m06 | F:\UPOD\Cell_DLE\CSV_files_raw_nieuwe_structuur\2016\sap2_94\m06\42194az_dlext_20160625_0903_1013.csv | 111
v5 | Full | 3 | 42194az_dlext_20160626_1014_1094.csv | F:\UPOD\Cell_DLE\CSV_files_raw_nieuwe_structuur\2016\sap2_94\m06 | F:\UPOD\Cell_DLE\CSV_files_raw_nieuwe_structuur\2016\sap2_94\m06\42194az_dlext_20160626_1014_1094.csv | 81
v5 | Full | 3 | 42194az_dlext_20160627_1095_1334.csv | F:\UPOD\Cell_DLE\CSV_files_raw_nieuwe_structuur\2016\sap2_94\m06 | F:\UPOD\Cell_DLE\CSV_files_raw_nieuwe_structuur\2016\sap2_94\m06\42194az_dlext_20160627_1095_1334.csv | 240
v5 | Full | 3 | 42194az_dlext_20160628_1335_1488.csv | F:\UPOD\Cell_DLE\CSV_files_raw_nieuwe_structuur\2016\sap2_94\m06 | F:\UPOD\Cell_DLE\CSV_files_raw_nieuwe_structuur\2016\sap2_94\m06\42194az_dlext_20160628_1335_1488.csv | 154
v5 | Full | 3 | 42194az_dlext_20160629_1489_1531.csv | F:\UPOD\Cell_DLE\CSV_files_raw_nieuwe_structuur\2016\sap2_94\m06 | F:\UPOD\Cell_DLE\CSV_files_raw_nieuwe_structuur\2016\sap2_94\m06\42194az_dlext_20160629_1489_1531.csv | 43
v5 | Full | 3 | 42194az_dlext_20160630_1532_1675.csv | F:\UPOD\Cell_DLE\CSV_files_raw_nieuwe_structuur\2016\sap2_94\m06 | F:\UPOD\Cell_DLE\CSV_files_raw_nieuwe_structuur\2016\sap2_94\m06\42194az_dlext_20160630_1532_1675.csv | 144
v5 | Full | 3 | 42710az96_dlext_20140109_1275_1592.csv | F:\UPOD\Cell_DLE\CSV_files_raw_nieuwe_structuur\2014\sap6_96\m01 | F:\UPOD\Cell_DLE\CSV_files_raw_nieuwe_structuur\2014\sap6_96\m01\42710az96_dlext_20140109_1275_1592.csv | 318
v5 | Full | 3 | 42710az96_dlext_20140110_1593_1905.csv | F:\UPOD\Cell_DLE\CSV_files_raw_nieuwe_structuur\2014\sap6_96\m01 | F:\UPOD\Cell_DLE\CSV_files_raw_nieuwe_structuur\2014\sap6_96\m01\42710az96_dlext_20140110_1593_1905.csv | 313
v5 | Full | 3 | 42710az96_dlext_20140111_1906_1996.csv | F:\UPOD\Cell_DLE\CSV_files_raw_nieuwe_structuur\2014\sap6_96\m01 | F:\UPOD\Cell_DLE\CSV_files_raw_nieuwe_structuur\2014\sap6_96\m01\42710az96_dlext_20140111_1906_1996.csv | 91
v5 | Full | 3 | 42710az96_dlext_20140112_1997_2094.csv | F:\UPOD\Cell_DLE\CSV_files_raw_nieuwe_structuur\2014\sap6_96\m01 | F:\UPOD\Cell_DLE\CSV_files_raw_nieuwe_structuur\2014\sap6_96\m01\42710az96_dlext_20140112_1997_2094.csv | 98
v5 | Full | 3 | 42710az96_dlext_20140113_2095_2388.csv | F:\UPOD\Cell_DLE\CSV_files_raw_nieuwe_structuur\2014\sap6_96\m01 | F:\UPOD\Cell_DLE\CSV_files_raw_nieuwe_structuur\2014\sap6_96\m01\42710az96_dlext_20140113_2095_2388.csv | 294
v5 | Full | 3 | 42710az96_dlext_20140114_2389_2633.csv | F:\UPOD\Cell_DLE\CSV_files_raw_nieuwe_structuur\2014\sap6_96\m01 | F:\UPOD\Cell_DLE\CSV_files_raw_nieuwe_structuur\2014\sap6_96\m01\42710az96_dlext_20140114_2389_2633.csv | 245
v5 | Full | 3 | 42710az96_dlext_20140115_2634_2898.csv | F:\UPOD\Cell_DLE\CSV_files_raw_nieuwe_structuur\2014\sap6_96\m01 | F:\UPOD\Cell_DLE\CSV_files_raw_nieuwe_structuur\2014\sap6_96\m01\42710az96_dlext_20140115_2634_2898.csv | 265
v5 | Full | 3 | 42710az96_dlext_20140116_2899_3283.csv | F:\UPOD\Cell_DLE\CSV_files_raw_nieuwe_structuur\2014\sap6_96\m01 | F:\UPOD\Cell_DLE\CSV_files_raw_nieuwe_structuur\2014\sap6_96\m01\42710az96_dlext_20140116_2899_3283.csv | 385
v5 | Full | 3 | 42710az96_dlext_20140117_3284_3434.csv | F:\UPOD\Cell_DLE\CSV_files_raw_nieuwe_structuur\2014\sap6_96\m01 | F:\UPOD\Cell_DLE\CSV_files_raw_nieuwe_structuur\2014\sap6_96\m01\42710az96_dlext_20140117_3284_3434.csv | 151
v5 | Full | 3 | 42710az96_dlext_20140118_3435_3517.csv | F:\UPOD\Cell_DLE\CSV_files_raw_nieuwe_structuur\2014\sap6_96\m01 | F:\UPOD\Cell_DLE\CSV_files_raw_nieuwe_structuur\2014\sap6_96\m01\42710az96_dlext_20140118_3435_3517.csv | 83
v5 | Full | 3 | 42710az96_dlext_20140119_3518_3556.csv | F:\UPOD\Cell_DLE\CSV_files_raw_nieuwe_structuur\2014\sap6_96\m01 | F:\UPOD\Cell_DLE\CSV_files_raw_nieuwe_structuur\2014\sap6_96\m01\42710az96_dlext_20140119_3518_3556.csv | 39
v5 | Full | 3 | 42710az96_dlext_20140120_3557_3857.csv | F:\UPOD\Cell_DLE\CSV_files_raw_nieuwe_structuur\2014\sap6_96\m01 | F:\UPOD\Cell_DLE\CSV_files_raw_nieuwe_structuur\2014\sap6_96\m01\42710az96_dlext_20140120_3557_3857.csv | 301
v5 | Full | 3 | 42710az96_dlext_20140121_3858_4258.csv | F:\UPOD\Cell_DLE\CSV_files_raw_nieuwe_structuur\2014\sap6_96\m01 | F:\UPOD\Cell_DLE\CSV_files_raw_nieuwe_structuur\2014\sap6_96\m01\42710az96_dlext_20140121_3858_4258.csv | 401
v5 | Full | 3 | 42710az96_dlext_20140122_4259_4291.csv | F:\UPOD\Cell_DLE\CSV_files_raw_nieuwe_structuur\2014\sap6_96\m01 | F:\UPOD\Cell_DLE\CSV_files_raw_nieuwe_structuur\2014\sap6_96\m01\42710az96_dlext_20140122_4259_4291.csv | 33
v5 | Full | 3 | 42710az96_dlext_20140123_4292_4423.csv | F:\UPOD\Cell_DLE\CSV_files_raw_nieuwe_structuur\2014\sap6_96\m01 | F:\UPOD\Cell_DLE\CSV_files_raw_nieuwe_structuur\2014\sap6_96\m01\42710az96_dlext_20140123_4292_4423.csv | 132
v5 | Full | 3 | 42710az96_dlext_20140124_4424_4699.csv | F:\UPOD\Cell_DLE\CSV_files_raw_nieuwe_structuur\2014\sap6_96\m01 | F:\UPOD\Cell_DLE\CSV_files_raw_nieuwe_structuur\2014\sap6_96\m01\42710az96_dlext_20140124_4424_4699.csv | 276
v5 | Full | 3 | 42710az96_dlext_20140125_4700_4829.csv | F:\UPOD\Cell_DLE\CSV_files_raw_nieuwe_structuur\2014\sap6_96\m01 | F:\UPOD\Cell_DLE\CSV_files_raw_nieuwe_structuur\2014\sap6_96\m01\42710az96_dlext_20140125_4700_4829.csv | 130
v5 | Full | 3 | 42710az96_dlext_20140126_4830_4951.csv | F:\UPOD\Cell_DLE\CSV_files_raw_nieuwe_structuur\2014\sap6_96\m01 | F:\UPOD\Cell_DLE\CSV_files_raw_nieuwe_structuur\2014\sap6_96\m01\42710az96_dlext_20140126_4830_4951.csv | 122
v5 | Full | 3 | 42710az96_dlext_20140127_4952_5310.csv | F:\UPOD\Cell_DLE\CSV_files_raw_nieuwe_structuur\2014\sap6_96\m01 | F:\UPOD\Cell_DLE\CSV_files_raw_nieuwe_structuur\2014\sap6_96\m01\42710az96_dlext_20140127_4952_5310.csv | 359
v5 | Full | 3 | 42710az96_dlext_20140128_5311_5592.csv | F:\UPOD\Cell_DLE\CSV_files_raw_nieuwe_structuur\2014\sap6_96\m01 | F:\UPOD\Cell_DLE\CSV_files_raw_nieuwe_structuur\2014\sap6_96\m01\42710az96_dlext_20140128_5311_5592.csv | 282
v5 | Full | 3 | 42710az96_dlext_20140129_5593_5837.csv | F:\UPOD\Cell_DLE\CSV_files_raw_nieuwe_structuur\2014\sap6_96\m01 | F:\UPOD\Cell_DLE\CSV_files_raw_nieuwe_structuur\2014\sap6_96\m01\42710az96_dlext_20140129_5593_5837.csv | 245
v5 | Full | 3 | 42710az96_dlext_20140130_5838_6178.csv | F:\UPOD\Cell_DLE\CSV_files_raw_nieuwe_structuur\2014\sap6_96\m01 | F:\UPOD\Cell_DLE\CSV_files_raw_nieuwe_structuur\2014\sap6_96\m01\42710az96_dlext_20140130_5838_6178.csv | 341
v5 | Full | 3 | 42710az96_dlext_20140131_6179_6532.csv | F:\UPOD\Cell_DLE\CSV_files_raw_nieuwe_structuur\2014\sap6_96\m01 | F:\UPOD\Cell_DLE\CSV_files_raw_nieuwe_structuur\2014\sap6_96\m01\42710az96_dlext_20140131_6179_6532.csv | 354
v5 | Full | 3 | 42710az96_dlext_20140201_6533_6659.csv | F:\UPOD\Cell_DLE\CSV_files_raw_nieuwe_structuur\2014\sap6_96\m02 | F:\UPOD\Cell_DLE\CSV_files_raw_nieuwe_structuur\2014\sap6_96\m02\42710az96_dlext_20140201_6533_6659.csv | 127
v5 | Full | 3 | 42710az96_dlext_20140202_6660_6740.csv | F:\UPOD\Cell_DLE\CSV_files_raw_nieuwe_structuur\2014\sap6_96\m02 | F:\UPOD\Cell_DLE\CSV_files_raw_nieuwe_structuur\2014\sap6_96\m02\42710az96_dlext_20140202_6660_6740.csv | 81
v5 | Full | 3 | 42710az96_dlext_20140203_6741_7050.csv | F:\UPOD\Cell_DLE\CSV_files_raw_nieuwe_structuur\2014\sap6_96\m02 | F:\UPOD\Cell_DLE\CSV_files_raw_nieuwe_structuur\2014\sap6_96\m02\42710az96_dlext_20140203_6741_7050.csv | 310
v5 | Full | 3 | 42710az96_dlext_20140204_7051_7386.csv | F:\UPOD\Cell_DLE\CSV_files_raw_nieuwe_structuur\2014\sap6_96\m02 | F:\UPOD\Cell_DLE\CSV_files_raw_nieuwe_structuur\2014\sap6_96\m02\42710az96_dlext_20140204_7051_7386.csv | 336
v5 | Full | 3 | 42710az96_dlext_20140205_7387_7724.csv | F:\UPOD\Cell_DLE\CSV_files_raw_nieuwe_structuur\2014\sap6_96\m02 | F:\UPOD\Cell_DLE\CSV_files_raw_nieuwe_structuur\2014\sap6_96\m02\42710az96_dlext_20140205_7387_7724.csv | 338
v5 | Full | 3 | 42710az96_dlext_20140206_7725_8055.csv | F:\UPOD\Cell_DLE\CSV_files_raw_nieuwe_structuur\2014\sap6_96\m02 | F:\UPOD\Cell_DLE\CSV_files_raw_nieuwe_structuur\2014\sap6_96\m02\42710az96_dlext_20140206_7725_8055.csv | 331
v5 | Full | 3 | 42710az96_dlext_20140207_8056_8354.csv | F:\UPOD\Cell_DLE\CSV_files_raw_nieuwe_structuur\2014\sap6_96\m02 | F:\UPOD\Cell_DLE\CSV_files_raw_nieuwe_structuur\2014\sap6_96\m02\42710az96_dlext_20140207_8056_8354.csv | 299
v5 | Full | 3 | 42710az96_dlext_20140208_8355_8429.csv | F:\UPOD\Cell_DLE\CSV_files_raw_nieuwe_structuur\2014\sap6_96\m02 | F:\UPOD\Cell_DLE\CSV_files_raw_nieuwe_structuur\2014\sap6_96\m02\42710az96_dlext_20140208_8355_8429.csv | 75
v5 | Full | 3 | 42710az96_dlext_20140209_8430_8505.csv | F:\UPOD\Cell_DLE\CSV_files_raw_nieuwe_structuur\2014\sap6_96\m02 | F:\UPOD\Cell_DLE\CSV_files_raw_nieuwe_structuur\2014\sap6_96\m02\42710az96_dlext_20140209_8430_8505.csv | 76
v5 | Full | 3 | 42710az96_dlext_20140210_8506_8820.csv | F:\UPOD\Cell_DLE\CSV_files_raw_nieuwe_structuur\2014\sap6_96\m02 | F:\UPOD\Cell_DLE\CSV_files_raw_nieuwe_structuur\2014\sap6_96\m02\42710az96_dlext_20140210_8506_8820.csv | 315
v5 | Full | 3 | 42710az96_dlext_20140211_8821_9278.csv | F:\UPOD\Cell_DLE\CSV_files_raw_nieuwe_structuur\2014\sap6_96\m02 | F:\UPOD\Cell_DLE\CSV_files_raw_nieuwe_structuur\2014\sap6_96\m02\42710az96_dlext_20140211_8821_9278.csv | 458
v5 | Full | 3 | 42710az96_dlext_20140212_9279_9653.csv | F:\UPOD\Cell_DLE\CSV_files_raw_nieuwe_structuur\2014\sap6_96\m02 | F:\UPOD\Cell_DLE\CSV_files_raw_nieuwe_structuur\2014\sap6_96\m02\42710az96_dlext_20140212_9279_9653.csv | 375
v5 | Full | 3 | 42710az96_dlext_20140213_9654_0062.csv | F:\UPOD\Cell_DLE\CSV_files_raw_nieuwe_structuur\2014\sap6_96\m02 | F:\UPOD\Cell_DLE\CSV_files_raw_nieuwe_structuur\2014\sap6_96\m02\42710az96_dlext_20140213_9654_0062.csv | 409
v5 | Full | 3 | 42710az96_dlext_20140214_0063_0362.csv | F:\UPOD\Cell_DLE\CSV_files_raw_nieuwe_structuur\2014\sap6_96\m02 | F:\UPOD\Cell_DLE\CSV_files_raw_nieuwe_structuur\2014\sap6_96\m02\42710az96_dlext_20140214_0063_0362.csv | 300
v5 | Full | 3 | 42710az96_dlext_20140215_0363_0479.csv | F:\UPOD\Cell_DLE\CSV_files_raw_nieuwe_structuur\2014\sap6_96\m02 | F:\UPOD\Cell_DLE\CSV_files_raw_nieuwe_structuur\2014\sap6_96\m02\42710az96_dlext_20140215_0363_0479.csv | 117
v5 | Full | 3 | 42710az96_dlext_20140216_0480_0561.csv | F:\UPOD\Cell_DLE\CSV_files_raw_nieuwe_structuur\2014\sap6_96\m02 | F:\UPOD\Cell_DLE\CSV_files_raw_nieuwe_structuur\2014\sap6_96\m02\42710az96_dlext_20140216_0480_0561.csv | 82
v5 | Full | 3 | 42710az96_dlext_20140217_0562_0885.csv | F:\UPOD\Cell_DLE\CSV_files_raw_nieuwe_structuur\2014\sap6_96\m02 | F:\UPOD\Cell_DLE\CSV_files_raw_nieuwe_structuur\2014\sap6_96\m02\42710az96_dlext_20140217_0562_0885.csv | 324
v5 | Full | 3 | 42710az96_dlext_20140218_0886_1251.csv | F:\UPOD\Cell_DLE\CSV_files_raw_nieuwe_structuur\2014\sap6_96\m02 | F:\UPOD\Cell_DLE\CSV_files_raw_nieuwe_structuur\2014\sap6_96\m02\42710az96_dlext_20140218_0886_1251.csv | 366
v5 | Full | 3 | 42710az96_dlext_20140219_1252_1568.csv | F:\UPOD\Cell_DLE\CSV_files_raw_nieuwe_structuur\2014\sap6_96\m02 | F:\UPOD\Cell_DLE\CSV_files_raw_nieuwe_structuur\2014\sap6_96\m02\42710az96_dlext_20140219_1252_1568.csv | 317
v5 | Full | 3 | 42710az96_dlext_20140220_1569_1925.csv | F:\UPOD\Cell_DLE\CSV_files_raw_nieuwe_structuur\2014\sap6_96\m02 | F:\UPOD\Cell_DLE\CSV_files_raw_nieuwe_structuur\2014\sap6_96\m02\42710az96_dlext_20140220_1569_1925.csv | 357
v5 | Full | 3 | 42710az96_dlext_20140221_1926_2228.csv | F:\UPOD\Cell_DLE\CSV_files_raw_nieuwe_structuur\2014\sap6_96\m02 | F:\UPOD\Cell_DLE\CSV_files_raw_nieuwe_structuur\2014\sap6_96\m02\42710az96_dlext_20140221_1926_2228.csv | 303
v5 | Full | 3 | 42710az96_dlext_20140222_2229_2322.csv | F:\UPOD\Cell_DLE\CSV_files_raw_nieuwe_structuur\2014\sap6_96\m02 | F:\UPOD\Cell_DLE\CSV_files_raw_nieuwe_structuur\2014\sap6_96\m02\42710az96_dlext_20140222_2229_2322.csv | 94
v5 | Full | 3 | 42710az96_dlext_20140223_2323_2430.csv | F:\UPOD\Cell_DLE\CSV_files_raw_nieuwe_structuur\2014\sap6_96\m02 | F:\UPOD\Cell_DLE\CSV_files_raw_nieuwe_structuur\2014\sap6_96\m02\42710az96_dlext_20140223_2323_2430.csv | 108
v5 | Full | 3 | 42710az96_dlext_20140224_2431_2739.csv | F:\UPOD\Cell_DLE\CSV_files_raw_nieuwe_structuur\2014\sap6_96\m02 | F:\UPOD\Cell_DLE\CSV_files_raw_nieuwe_structuur\2014\sap6_96\m02\42710az96_dlext_20140224_2431_2739.csv | 309
v5 | Full | 3 | 42710az96_dlext_20140225_2740_3078.csv | F:\UPOD\Cell_DLE\CSV_files_raw_nieuwe_structuur\2014\sap6_96\m02 | F:\UPOD\Cell_DLE\CSV_files_raw_nieuwe_structuur\2014\sap6_96\m02\42710az96_dlext_20140225_2740_3078.csv | 339
v5 | Full | 3 | 42710az96_dlext_20140226_3079_3392.csv | F:\UPOD\Cell_DLE\CSV_files_raw_nieuwe_structuur\2014\sap6_96\m02 | F:\UPOD\Cell_DLE\CSV_files_raw_nieuwe_structuur\2014\sap6_96\m02\42710az96_dlext_20140226_3079_3392.csv | 314
v5 | Full | 3 | 42710az96_dlext_20140227_3393_3799.csv | F:\UPOD\Cell_DLE\CSV_files_raw_nieuwe_structuur\2014\sap6_96\m02 | F:\UPOD\Cell_DLE\CSV_files_raw_nieuwe_structuur\2014\sap6_96\m02\42710az96_dlext_20140227_3393_3799.csv | 407
v5 | Full | 3 | 42710az96_dlext_20140228_3800_4054.csv | F:\UPOD\Cell_DLE\CSV_files_raw_nieuwe_structuur\2014\sap6_96\m02 | F:\UPOD\Cell_DLE\CSV_files_raw_nieuwe_structuur\2014\sap6_96\m02\42710az96_dlext_20140228_3800_4054.csv | 255
v5 | Full | 3 | 42710az96_dlext_20140301_4055_4183.csv | F:\UPOD\Cell_DLE\CSV_files_raw_nieuwe_structuur\2014\sap6_96\m03 | F:\UPOD\Cell_DLE\CSV_files_raw_nieuwe_structuur\2014\sap6_96\m03\42710az96_dlext_20140301_4055_4183.csv | 129
v5 | Full | 3 | 42710az96_dlext_20140302_4184_4275.csv | F:\UPOD\Cell_DLE\CSV_files_raw_nieuwe_structuur\2014\sap6_96\m03 | F:\UPOD\Cell_DLE\CSV_files_raw_nieuwe_structuur\2014\sap6_96\m03\42710az96_dlext_20140302_4184_4275.csv | 92
v5 | Full | 3 | 42710az96_dlext_20140303_4276_4720.csv | F:\UPOD\Cell_DLE\CSV_files_raw_nieuwe_structuur\2014\sap6_96\m03 | F:\UPOD\Cell_DLE\CSV_files_raw_nieuwe_structuur\2014\sap6_96\m03\42710az96_dlext_20140303_4276_4720.csv | 445
v5 | Full | 3 | 42710az96_dlext_20140304_4721_5102.csv | F:\UPOD\Cell_DLE\CSV_files_raw_nieuwe_structuur\2014\sap6_96\m03 | F:\UPOD\Cell_DLE\CSV_files_raw_nieuwe_structuur\2014\sap6_96\m03\42710az96_dlext_20140304_4721_5102.csv | 382
v5 | Full | 3 | 42710az96_dlext_20140305_5103_5440.csv | F:\UPOD\Cell_DLE\CSV_files_raw_nieuwe_structuur\2014\sap6_96\m03 | F:\UPOD\Cell_DLE\CSV_files_raw_nieuwe_structuur\2014\sap6_96\m03\42710az96_dlext_20140305_5103_5440.csv | 338
v5 | Full | 3 | 42710az96_dlext_20140306_5441_5787.csv | F:\UPOD\Cell_DLE\CSV_files_raw_nieuwe_structuur\2014\sap6_96\m03 | F:\UPOD\Cell_DLE\CSV_files_raw_nieuwe_structuur\2014\sap6_96\m03\42710az96_dlext_20140306_5441_5787.csv | 347
v5 | Full | 3 | 42710az96_dlext_20140307_5788_6106.csv | F:\UPOD\Cell_DLE\CSV_files_raw_nieuwe_structuur\2014\sap6_96\m03 | F:\UPOD\Cell_DLE\CSV_files_raw_nieuwe_structuur\2014\sap6_96\m03\42710az96_dlext_20140307_5788_6106.csv | 319
v5 | Full | 3 | 42710az96_dlext_20140308_6107_6226.csv | F:\UPOD\Cell_DLE\CSV_files_raw_nieuwe_structuur\2014\sap6_96\m03 | F:\UPOD\Cell_DLE\CSV_files_raw_nieuwe_structuur\2014\sap6_96\m03\42710az96_dlext_20140308_6107_6226.csv | 120
v5 | Full | 3 | 42710az96_dlext_20140309_6227_6304.csv | F:\UPOD\Cell_DLE\CSV_files_raw_nieuwe_structuur\2014\sap6_96\m03 | F:\UPOD\Cell_DLE\CSV_files_raw_nieuwe_structuur\2014\sap6_96\m03\42710az96_dlext_20140309_6227_6304.csv | 78
v5 | Full | 3 | 42710az96_dlext_20140310_6305_6668.csv | F:\UPOD\Cell_DLE\CSV_files_raw_nieuwe_structuur\2014\sap6_96\m03 | F:\UPOD\Cell_DLE\CSV_files_raw_nieuwe_structuur\2014\sap6_96\m03\42710az96_dlext_20140310_6305_6668.csv | 364
v5 | Full | 3 | 42710az96_dlext_20140311_6669_7020.csv | F:\UPOD\Cell_DLE\CSV_files_raw_nieuwe_structuur\2014\sap6_96\m03 | F:\UPOD\Cell_DLE\CSV_files_raw_nieuwe_structuur\2014\sap6_96\m03\42710az96_dlext_20140311_6669_7020.csv | 352
v5 | Full | 3 | 42710az96_dlext_20140312_7021_7299.csv | F:\UPOD\Cell_DLE\CSV_files_raw_nieuwe_structuur\2014\sap6_96\m03 | F:\UPOD\Cell_DLE\CSV_files_raw_nieuwe_structuur\2014\sap6_96\m03\42710az96_dlext_20140312_7021_7299.csv | 279
v5 | Full | 3 | 42710az96_dlext_20140313_7300_7427.csv | F:\UPOD\Cell_DLE\CSV_files_raw_nieuwe_structuur\2014\sap6_96\m03 | F:\UPOD\Cell_DLE\CSV_files_raw_nieuwe_structuur\2014\sap6_96\m03\42710az96_dlext_20140313_7300_7427.csv | 128
v5 | Full | 3 | 42710az96_dlext_20140314_7428_7672.csv | F:\UPOD\Cell_DLE\CSV_files_raw_nieuwe_structuur\2014\sap6_96\m03 | F:\UPOD\Cell_DLE\CSV_files_raw_nieuwe_structuur\2014\sap6_96\m03\42710az96_dlext_20140314_7428_7672.csv | 245
v5 | Full | 3 | 42710az96_dlext_20140315_7673_7807.csv | F:\UPOD\Cell_DLE\CSV_files_raw_nieuwe_structuur\2014\sap6_96\m03 | F:\UPOD\Cell_DLE\CSV_files_raw_nieuwe_structuur\2014\sap6_96\m03\42710az96_dlext_20140315_7673_7807.csv | 135
v5 | Full | 3 | 42710az96_dlext_20140316_7808_7912.csv | F:\UPOD\Cell_DLE\CSV_files_raw_nieuwe_structuur\2014\sap6_96\m03 | F:\UPOD\Cell_DLE\CSV_files_raw_nieuwe_structuur\2014\sap6_96\m03\42710az96_dlext_20140316_7808_7912.csv | 105
v5 | Full | 3 | 42710az96_dlext_20140317_7913_8294.csv | F:\UPOD\Cell_DLE\CSV_files_raw_nieuwe_structuur\2014\sap6_96\m03 | F:\UPOD\Cell_DLE\CSV_files_raw_nieuwe_structuur\2014\sap6_96\m03\42710az96_dlext_20140317_7913_8294.csv | 382
v5 | Full | 3 | 42710az96_dlext_20140318_8295_8733.csv | F:\UPOD\Cell_DLE\CSV_files_raw_nieuwe_structuur\2014\sap6_96\m03 | F:\UPOD\Cell_DLE\CSV_files_raw_nieuwe_structuur\2014\sap6_96\m03\42710az96_dlext_20140318_8295_8733.csv | 439
v5 | Full | 3 | 42710az96_dlext_20140319_8734_9064.csv | F:\UPOD\Cell_DLE\CSV_files_raw_nieuwe_structuur\2014\sap6_96\m03 | F:\UPOD\Cell_DLE\CSV_files_raw_nieuwe_structuur\2014\sap6_96\m03\42710az96_dlext_20140319_8734_9064.csv | 331
v5 | Full | 3 | 42710az96_dlext_20140320_9065_9545.csv | F:\UPOD\Cell_DLE\CSV_files_raw_nieuwe_structuur\2014\sap6_96\m03 | F:\UPOD\Cell_DLE\CSV_files_raw_nieuwe_structuur\2014\sap6_96\m03\42710az96_dlext_20140320_9065_9545.csv | 481
v5 | Full | 3 | 42710az96_dlext_20140321_9546_9913.csv | F:\UPOD\Cell_DLE\CSV_files_raw_nieuwe_structuur\2014\sap6_96\m03 | F:\UPOD\Cell_DLE\CSV_files_raw_nieuwe_structuur\2014\sap6_96\m03\42710az96_dlext_20140321_9546_9913.csv | 368
v5 | Full | 3 | 42710az96_dlext_20140322_9914_0022.csv | F:\UPOD\Cell_DLE\CSV_files_raw_nieuwe_structuur\2014\sap6_96\m03 | F:\UPOD\Cell_DLE\CSV_files_raw_nieuwe_structuur\2014\sap6_96\m03\42710az96_dlext_20140322_9914_0022.csv | 109
v5 | Full | 3 | 42710az96_dlext_20140323_0023_0129.csv | F:\UPOD\Cell_DLE\CSV_files_raw_nieuwe_structuur\2014\sap6_96\m03 | F:\UPOD\Cell_DLE\CSV_files_raw_nieuwe_structuur\2014\sap6_96\m03\42710az96_dlext_20140323_0023_0129.csv | 107
v5 | Full | 3 | 42710az96_dlext_20140324_0130_0528.csv | F:\UPOD\Cell_DLE\CSV_files_raw_nieuwe_structuur\2014\sap6_96\m03 | F:\UPOD\Cell_DLE\CSV_files_raw_nieuwe_structuur\2014\sap6_96\m03\42710az96_dlext_20140324_0130_0528.csv | 399
v5 | Full | 3 | 42710az96_dlext_20140325_0529_0792.csv | F:\UPOD\Cell_DLE\CSV_files_raw_nieuwe_structuur\2014\sap6_96\m03 | F:\UPOD\Cell_DLE\CSV_files_raw_nieuwe_structuur\2014\sap6_96\m03\42710az96_dlext_20140325_0529_0792.csv | 264
v5 | Full | 3 | 42710az96_dlext_20140326_0793_1109.csv | F:\UPOD\Cell_DLE\CSV_files_raw_nieuwe_structuur\2014\sap6_96\m03 | F:\UPOD\Cell_DLE\CSV_files_raw_nieuwe_structuur\2014\sap6_96\m03\42710az96_dlext_20140326_0793_1109.csv | 317
v5 | Full | 3 | 42710az96_dlext_20140327_1110_1402.csv | F:\UPOD\Cell_DLE\CSV_files_raw_nieuwe_structuur\2014\sap6_96\m03 | F:\UPOD\Cell_DLE\CSV_files_raw_nieuwe_structuur\2014\sap6_96\m03\42710az96_dlext_20140327_1110_1402.csv | 293
v5 | Full | 3 | 42710az96_dlext_20140328_1403_1707.csv | F:\UPOD\Cell_DLE\CSV_files_raw_nieuwe_structuur\2014\sap6_96\m03 | F:\UPOD\Cell_DLE\CSV_files_raw_nieuwe_structuur\2014\sap6_96\m03\42710az96_dlext_20140328_1403_1707.csv | 305
v5 | Full | 3 | 42710az96_dlext_20140329_1708_1867.csv | F:\UPOD\Cell_DLE\CSV_files_raw_nieuwe_structuur\2014\sap6_96\m03 | F:\UPOD\Cell_DLE\CSV_files_raw_nieuwe_structuur\2014\sap6_96\m03\42710az96_dlext_20140329_1708_1867.csv | 160
v5 | Full | 3 | 42710az96_dlext_20140330_1868_1943.csv | F:\UPOD\Cell_DLE\CSV_files_raw_nieuwe_structuur\2014\sap6_96\m03 | F:\UPOD\Cell_DLE\CSV_files_raw_nieuwe_structuur\2014\sap6_96\m03\42710az96_dlext_20140330_1868_1943.csv | 76
v5 | Full | 3 | 42710az96_dlext_20140331_1944_2325.csv | F:\UPOD\Cell_DLE\CSV_files_raw_nieuwe_structuur\2014\sap6_96\m03 | F:\UPOD\Cell_DLE\CSV_files_raw_nieuwe_structuur\2014\sap6_96\m03\42710az96_dlext_20140331_1944_2325.csv | 382
v5 | Full | 3 | 42710az96_dlext_20140401_2326_2683.csv | F:\UPOD\Cell_DLE\CSV_files_raw_nieuwe_structuur\2014\sap6_96\m04 | F:\UPOD\Cell_DLE\CSV_files_raw_nieuwe_structuur\2014\sap6_96\m04\42710az96_dlext_20140401_2326_2683.csv | 358
v5 | Full | 3 | 42710az96_dlext_20140402_2684_3009.csv | F:\UPOD\Cell_DLE\CSV_files_raw_nieuwe_structuur\2014\sap6_96\m04 | F:\UPOD\Cell_DLE\CSV_files_raw_nieuwe_structuur\2014\sap6_96\m04\42710az96_dlext_20140402_2684_3009.csv | 326
v5 | Full | 3 | 42710az96_dlext_20140403_3010_3358.csv | F:\UPOD\Cell_DLE\CSV_files_raw_nieuwe_structuur\2014\sap6_96\m04 | F:\UPOD\Cell_DLE\CSV_files_raw_nieuwe_structuur\2014\sap6_96\m04\42710az96_dlext_20140403_3010_3358.csv | 349
v5 | Full | 3 | 42710az96_dlext_20140404_3359_3648.csv | F:\UPOD\Cell_DLE\CSV_files_raw_nieuwe_structuur\2014\sap6_96\m04 | F:\UPOD\Cell_DLE\CSV_files_raw_nieuwe_structuur\2014\sap6_96\m04\42710az96_dlext_20140404_3359_3648.csv | 290
v5 | Full | 3 | 42710az96_dlext_20140405_3649_3770.csv | F:\UPOD\Cell_DLE\CSV_files_raw_nieuwe_structuur\2014\sap6_96\m04 | F:\UPOD\Cell_DLE\CSV_files_raw_nieuwe_structuur\2014\sap6_96\m04\42710az96_dlext_20140405_3649_3770.csv | 122
v5 | Full | 3 | 42710az96_dlext_20140406_3771_3872.csv | F:\UPOD\Cell_DLE\CSV_files_raw_nieuwe_structuur\2014\sap6_96\m04 | F:\UPOD\Cell_DLE\CSV_files_raw_nieuwe_structuur\2014\sap6_96\m04\42710az96_dlext_20140406_3771_3872.csv | 102
v5 | Full | 3 | 42710az96_dlext_20140407_3873_4265.csv | F:\UPOD\Cell_DLE\CSV_files_raw_nieuwe_structuur\2014\sap6_96\m04 | F:\UPOD\Cell_DLE\CSV_files_raw_nieuwe_structuur\2014\sap6_96\m04\42710az96_dlext_20140407_3873_4265.csv | 393
v5 | Full | 3 | 42710az96_dlext_20140408_4266_4522.csv | F:\UPOD\Cell_DLE\CSV_files_raw_nieuwe_structuur\2014\sap6_96\m04 | F:\UPOD\Cell_DLE\CSV_files_raw_nieuwe_structuur\2014\sap6_96\m04\42710az96_dlext_20140408_4266_4522.csv | 257
v5 | Full | 3 | 42710az96_dlext_20140409_4523_4850.csv | F:\UPOD\Cell_DLE\CSV_files_raw_nieuwe_structuur\2014\sap6_96\m04 | F:\UPOD\Cell_DLE\CSV_files_raw_nieuwe_structuur\2014\sap6_96\m04\42710az96_dlext_20140409_4523_4850.csv | 328
v5 | Full | 3 | 42710az96_dlext_20140410_4851_5283.csv | F:\UPOD\Cell_DLE\CSV_files_raw_nieuwe_structuur\2014\sap6_96\m04 | F:\UPOD\Cell_DLE\CSV_files_raw_nieuwe_structuur\2014\sap6_96\m04\42710az96_dlext_20140410_4851_5283.csv | 433
v5 | Full | 3 | 42710az96_dlext_20140411_5284_5561.csv | F:\UPOD\Cell_DLE\CSV_files_raw_nieuwe_structuur\2014\sap6_96\m04 | F:\UPOD\Cell_DLE\CSV_files_raw_nieuwe_structuur\2014\sap6_96\m04\42710az96_dlext_20140411_5284_5561.csv | 278
v5 | Full | 3 | 42710az96_dlext_20140412_5562_5678.csv | F:\UPOD\Cell_DLE\CSV_files_raw_nieuwe_structuur\2014\sap6_96\m04 | F:\UPOD\Cell_DLE\CSV_files_raw_nieuwe_structuur\2014\sap6_96\m04\42710az96_dlext_20140412_5562_5678.csv | 117
v5 | Full | 3 | 42710az96_dlext_20140413_5679_5769.csv | F:\UPOD\Cell_DLE\CSV_files_raw_nieuwe_structuur\2014\sap6_96\m04 | F:\UPOD\Cell_DLE\CSV_files_raw_nieuwe_structuur\2014\sap6_96\m04\42710az96_dlext_20140413_5679_5769.csv | 91
v5 | Full | 3 | 42710az96_dlext_20140414_5770_6093.csv | F:\UPOD\Cell_DLE\CSV_files_raw_nieuwe_structuur\2014\sap6_96\m04 | F:\UPOD\Cell_DLE\CSV_files_raw_nieuwe_structuur\2014\sap6_96\m04\42710az96_dlext_20140414_5770_6093.csv | 324
v5 | Full | 3 | 42710az96_dlext_20140415_6094_6529.csv | F:\UPOD\Cell_DLE\CSV_files_raw_nieuwe_structuur\2014\sap6_96\m04 | F:\UPOD\Cell_DLE\CSV_files_raw_nieuwe_structuur\2014\sap6_96\m04\42710az96_dlext_20140415_6094_6529.csv | 436
v5 | Full | 3 | 42710az96_dlext_20140416_6530_6907.csv | F:\UPOD\Cell_DLE\CSV_files_raw_nieuwe_structuur\2014\sap6_96\m04 | F:\UPOD\Cell_DLE\CSV_files_raw_nieuwe_structuur\2014\sap6_96\m04\42710az96_dlext_20140416_6530_6907.csv | 378
v5 | Full | 3 | 42710az96_dlext_20140417_6908_7312.csv | F:\UPOD\Cell_DLE\CSV_files_raw_nieuwe_structuur\2014\sap6_96\m04 | F:\UPOD\Cell_DLE\CSV_files_raw_nieuwe_structuur\2014\sap6_96\m04\42710az96_dlext_20140417_6908_7312.csv | 405
v5 | Full | 3 | 42710az96_dlext_20140418_7313_7431.csv | F:\UPOD\Cell_DLE\CSV_files_raw_nieuwe_structuur\2014\sap6_96\m04 | F:\UPOD\Cell_DLE\CSV_files_raw_nieuwe_structuur\2014\sap6_96\m04\42710az96_dlext_20140418_7313_7431.csv | 119
v5 | Full | 3 | 42710az96_dlext_20140419_7432_7532.csv | F:\UPOD\Cell_DLE\CSV_files_raw_nieuwe_structuur\2014\sap6_96\m04 | F:\UPOD\Cell_DLE\CSV_files_raw_nieuwe_structuur\2014\sap6_96\m04\42710az96_dlext_20140419_7432_7532.csv | 101
v5 | Full | 3 | 42710az96_dlext_20140420_7533_7659.csv | F:\UPOD\Cell_DLE\CSV_files_raw_nieuwe_structuur\2014\sap6_96\m04 | F:\UPOD\Cell_DLE\CSV_files_raw_nieuwe_structuur\2014\sap6_96\m04\42710az96_dlext_20140420_7533_7659.csv | 127
v5 | Full | 3 | 42710az96_dlext_20140421_7660_7741.csv | F:\UPOD\Cell_DLE\CSV_files_raw_nieuwe_structuur\2014\sap6_96\m04 | F:\UPOD\Cell_DLE\CSV_files_raw_nieuwe_structuur\2014\sap6_96\m04\42710az96_dlext_20140421_7660_7741.csv | 82
v5 | Full | 3 | 42710az96_dlext_20140422_7742_8093.csv | F:\UPOD\Cell_DLE\CSV_files_raw_nieuwe_structuur\2014\sap6_96\m04 | F:\UPOD\Cell_DLE\CSV_files_raw_nieuwe_structuur\2014\sap6_96\m04\42710az96_dlext_20140422_7742_8093.csv | 352
v5 | Full | 3 | 42710az96_dlext_20140423_8094_8370.csv | F:\UPOD\Cell_DLE\CSV_files_raw_nieuwe_structuur\2014\sap6_96\m04 | F:\UPOD\Cell_DLE\CSV_files_raw_nieuwe_structuur\2014\sap6_96\m04\42710az96_dlext_20140423_8094_8370.csv | 277
v5 | Full | 3 | 42710az96_dlext_20140424_8371_8686.csv | F:\UPOD\Cell_DLE\CSV_files_raw_nieuwe_structuur\2014\sap6_96\m04 | F:\UPOD\Cell_DLE\CSV_files_raw_nieuwe_structuur\2014\sap6_96\m04\42710az96_dlext_20140424_8371_8686.csv | 316
v5 | Full | 3 | 42710az96_dlext_20140425_8687_9010.csv | F:\UPOD\Cell_DLE\CSV_files_raw_nieuwe_structuur\2014\sap6_96\m04 | F:\UPOD\Cell_DLE\CSV_files_raw_nieuwe_structuur\2014\sap6_96\m04\42710az96_dlext_20140425_8687_9010.csv | 324
v5 | Full | 3 | 42710az96_dlext_20140426_9011_9099.csv | F:\UPOD\Cell_DLE\CSV_files_raw_nieuwe_structuur\2014\sap6_96\m04 | F:\UPOD\Cell_DLE\CSV_files_raw_nieuwe_structuur\2014\sap6_96\m04\42710az96_dlext_20140426_9011_9099.csv | 89
v5 | Full | 3 | 42710az96_dlext_20140427_9100_9181.csv | F:\UPOD\Cell_DLE\CSV_files_raw_nieuwe_structuur\2014\sap6_96\m04 | F:\UPOD\Cell_DLE\CSV_files_raw_nieuwe_structuur\2014\sap6_96\m04\42710az96_dlext_20140427_9100_9181.csv | 82
v5 | Full | 3 | 42710az96_dlext_20140428_9182_9527.csv | F:\UPOD\Cell_DLE\CSV_files_raw_nieuwe_structuur\2014\sap6_96\m04 | F:\UPOD\Cell_DLE\CSV_files_raw_nieuwe_structuur\2014\sap6_96\m04\42710az96_dlext_20140428_9182_9527.csv | 346
v5 | Full | 3 | 42710az96_dlext_20140429_9528_9823.csv | F:\UPOD\Cell_DLE\CSV_files_raw_nieuwe_structuur\2014\sap6_96\m04 | F:\UPOD\Cell_DLE\CSV_files_raw_nieuwe_structuur\2014\sap6_96\m04\42710az96_dlext_20140429_9528_9823.csv | 296
v5 | Full | 3 | 42710az96_dlext_20140430_9824_9949.csv | F:\UPOD\Cell_DLE\CSV_files_raw_nieuwe_structuur\2014\sap6_96\m04 | F:\UPOD\Cell_DLE\CSV_files_raw_nieuwe_structuur\2014\sap6_96\m04\42710az96_dlext_20140430_9824_9949.csv | 126
v5 | Full | 3 | 42710az96_dlext_20140501_9950_0209.csv | F:\UPOD\Cell_DLE\CSV_files_raw_nieuwe_structuur\2014\sap6_96\m05 | F:\UPOD\Cell_DLE\CSV_files_raw_nieuwe_structuur\2014\sap6_96\m05\42710az96_dlext_20140501_9950_0209.csv | 260
v5 | Full | 3 | 42710az96_dlext_20140502_0210_0548.csv | F:\UPOD\Cell_DLE\CSV_files_raw_nieuwe_structuur\2014\sap6_96\m05 | F:\UPOD\Cell_DLE\CSV_files_raw_nieuwe_structuur\2014\sap6_96\m05\42710az96_dlext_20140502_0210_0548.csv | 339
v5 | Full | 3 | 42710az96_dlext_20140503_0549_0618.csv | F:\UPOD\Cell_DLE\CSV_files_raw_nieuwe_structuur\2014\sap6_96\m05 | F:\UPOD\Cell_DLE\CSV_files_raw_nieuwe_structuur\2014\sap6_96\m05\42710az96_dlext_20140503_0549_0618.csv | 70
v5 | Full | 3 | 42710az96_dlext_20140504_0619_0709.csv | F:\UPOD\Cell_DLE\CSV_files_raw_nieuwe_structuur\2014\sap6_96\m05 | F:\UPOD\Cell_DLE\CSV_files_raw_nieuwe_structuur\2014\sap6_96\m05\42710az96_dlext_20140504_0619_0709.csv | 91
v5 | Full | 3 | 42710az96_dlext_20140505_0710_1067.csv | F:\UPOD\Cell_DLE\CSV_files_raw_nieuwe_structuur\2014\sap6_96\m05 | F:\UPOD\Cell_DLE\CSV_files_raw_nieuwe_structuur\2014\sap6_96\m05\42710az96_dlext_20140505_0710_1067.csv | 358
v5 | Full | 3 | 42710az96_dlext_20140506_1068_1437.csv | F:\UPOD\Cell_DLE\CSV_files_raw_nieuwe_structuur\2014\sap6_96\m05 | F:\UPOD\Cell_DLE\CSV_files_raw_nieuwe_structuur\2014\sap6_96\m05\42710az96_dlext_20140506_1068_1437.csv | 370
v5 | Full | 3 | 42710az96_dlext_20140507_1438_1724.csv | F:\UPOD\Cell_DLE\CSV_files_raw_nieuwe_structuur\2014\sap6_96\m05 | F:\UPOD\Cell_DLE\CSV_files_raw_nieuwe_structuur\2014\sap6_96\m05\42710az96_dlext_20140507_1438_1724.csv | 287
v5 | Full | 3 | 42710az96_dlext_20140508_1725_2035.csv | F:\UPOD\Cell_DLE\CSV_files_raw_nieuwe_structuur\2014\sap6_96\m05 | F:\UPOD\Cell_DLE\CSV_files_raw_nieuwe_structuur\2014\sap6_96\m05\42710az96_dlext_20140508_1725_2035.csv | 311
v5 | Full | 3 | 42710az96_dlext_20140509_2036_2311.csv | F:\UPOD\Cell_DLE\CSV_files_raw_nieuwe_structuur\2014\sap6_96\m05 | F:\UPOD\Cell_DLE\CSV_files_raw_nieuwe_structuur\2014\sap6_96\m05\42710az96_dlext_20140509_2036_2311.csv | 276
v5 | Full | 3 | 42710az96_dlext_20140510_2312_2428.csv | F:\UPOD\Cell_DLE\CSV_files_raw_nieuwe_structuur\2014\sap6_96\m05 | F:\UPOD\Cell_DLE\CSV_files_raw_nieuwe_structuur\2014\sap6_96\m05\42710az96_dlext_20140510_2312_2428.csv | 117
v5 | Full | 3 | 42710az96_dlext_20140511_2429_2508.csv | F:\UPOD\Cell_DLE\CSV_files_raw_nieuwe_structuur\2014\sap6_96\m05 | F:\UPOD\Cell_DLE\CSV_files_raw_nieuwe_structuur\2014\sap6_96\m05\42710az96_dlext_20140511_2429_2508.csv | 80
v5 | Full | 3 | 42710az96_dlext_20140512_2509_2792.csv | F:\UPOD\Cell_DLE\CSV_files_raw_nieuwe_structuur\2014\sap6_96\m05 | F:\UPOD\Cell_DLE\CSV_files_raw_nieuwe_structuur\2014\sap6_96\m05\42710az96_dlext_20140512_2509_2792.csv | 284
v5 | Full | 3 | 42710az96_dlext_20140513_2793_3095.csv | F:\UPOD\Cell_DLE\CSV_files_raw_nieuwe_structuur\2014\sap6_96\m05 | F:\UPOD\Cell_DLE\CSV_files_raw_nieuwe_structuur\2014\sap6_96\m05\42710az96_dlext_20140513_2793_3095.csv | 303
v5 | Full | 3 | 42710az96_dlext_20140514_3096_3357.csv | F:\UPOD\Cell_DLE\CSV_files_raw_nieuwe_structuur\2014\sap6_96\m05 | F:\UPOD\Cell_DLE\CSV_files_raw_nieuwe_structuur\2014\sap6_96\m05\42710az96_dlext_20140514_3096_3357.csv | 262
v5 | Full | 3 | 42710az96_dlext_20140515_3358_3664.csv | F:\UPOD\Cell_DLE\CSV_files_raw_nieuwe_structuur\2014\sap6_96\m05 | F:\UPOD\Cell_DLE\CSV_files_raw_nieuwe_structuur\2014\sap6_96\m05\42710az96_dlext_20140515_3358_3664.csv | 307
v5 | Full | 3 | 42710az96_dlext_20140516_3665_3907.csv | F:\UPOD\Cell_DLE\CSV_files_raw_nieuwe_structuur\2014\sap6_96\m05 | F:\UPOD\Cell_DLE\CSV_files_raw_nieuwe_structuur\2014\sap6_96\m05\42710az96_dlext_20140516_3665_3907.csv | 243
v5 | Full | 3 | 42710az96_dlext_20140517_3908_4003.csv | F:\UPOD\Cell_DLE\CSV_files_raw_nieuwe_structuur\2014\sap6_96\m05 | F:\UPOD\Cell_DLE\CSV_files_raw_nieuwe_structuur\2014\sap6_96\m05\42710az96_dlext_20140517_3908_4003.csv | 96
v5 | Full | 3 | 42710az96_dlext_20140518_4004_4109.csv | F:\UPOD\Cell_DLE\CSV_files_raw_nieuwe_structuur\2014\sap6_96\m05 | F:\UPOD\Cell_DLE\CSV_files_raw_nieuwe_structuur\2014\sap6_96\m05\42710az96_dlext_20140518_4004_4109.csv | 106
v5 | Full | 3 | 42710az96_dlext_20140519_4110_4401.csv | F:\UPOD\Cell_DLE\CSV_files_raw_nieuwe_structuur\2014\sap6_96\m05 | F:\UPOD\Cell_DLE\CSV_files_raw_nieuwe_structuur\2014\sap6_96\m05\42710az96_dlext_20140519_4110_4401.csv | 292
v5 | Full | 3 | 42710az96_dlext_20140520_4402_4680.csv | F:\UPOD\Cell_DLE\CSV_files_raw_nieuwe_structuur\2014\sap6_96\m05 | F:\UPOD\Cell_DLE\CSV_files_raw_nieuwe_structuur\2014\sap6_96\m05\42710az96_dlext_20140520_4402_4680.csv | 279
v5 | Full | 3 | 42710az96_dlext_20140521_4681_4962.csv | F:\UPOD\Cell_DLE\CSV_files_raw_nieuwe_structuur\2014\sap6_96\m05 | F:\UPOD\Cell_DLE\CSV_files_raw_nieuwe_structuur\2014\sap6_96\m05\42710az96_dlext_20140521_4681_4962.csv | 282
v5 | Full | 3 | 42710az96_dlext_20140522_4963_5302.csv | F:\UPOD\Cell_DLE\CSV_files_raw_nieuwe_structuur\2014\sap6_96\m05 | F:\UPOD\Cell_DLE\CSV_files_raw_nieuwe_structuur\2014\sap6_96\m05\42710az96_dlext_20140522_4963_5302.csv | 340
v5 | Full | 3 | 42710az96_dlext_20140523_5303_5571.csv | F:\UPOD\Cell_DLE\CSV_files_raw_nieuwe_structuur\2014\sap6_96\m05 | F:\UPOD\Cell_DLE\CSV_files_raw_nieuwe_structuur\2014\sap6_96\m05\42710az96_dlext_20140523_5303_5571.csv | 269
v5 | Full | 3 | 42710az96_dlext_20140524_5572_5675.csv | F:\UPOD\Cell_DLE\CSV_files_raw_nieuwe_structuur\2014\sap6_96\m05 | F:\UPOD\Cell_DLE\CSV_files_raw_nieuwe_structuur\2014\sap6_96\m05\42710az96_dlext_20140524_5572_5675.csv | 104
v5 | Full | 3 | 42710az96_dlext_20140525_5676_5790.csv | F:\UPOD\Cell_DLE\CSV_files_raw_nieuwe_structuur\2014\sap6_96\m05 | F:\UPOD\Cell_DLE\CSV_files_raw_nieuwe_structuur\2014\sap6_96\m05\42710az96_dlext_20140525_5676_5790.csv | 115
v5 | Full | 3 | 42710az96_dlext_20140526_5791_6095.csv | F:\UPOD\Cell_DLE\CSV_files_raw_nieuwe_structuur\2014\sap6_96\m05 | F:\UPOD\Cell_DLE\CSV_files_raw_nieuwe_structuur\2014\sap6_96\m05\42710az96_dlext_20140526_5791_6095.csv | 305
v5 | Full | 3 | 42710az96_dlext_20140527_6096_6428.csv | F:\UPOD\Cell_DLE\CSV_files_raw_nieuwe_structuur\2014\sap6_96\m05 | F:\UPOD\Cell_DLE\CSV_files_raw_nieuwe_structuur\2014\sap6_96\m05\42710az96_dlext_20140527_6096_6428.csv | 333
v5 | Full | 3 | 42710az96_dlext_20140528_6429_6779.csv | F:\UPOD\Cell_DLE\CSV_files_raw_nieuwe_structuur\2014\sap6_96\m05 | F:\UPOD\Cell_DLE\CSV_files_raw_nieuwe_structuur\2014\sap6_96\m05\42710az96_dlext_20140528_6429_6779.csv | 351
v5 | Full | 3 | 42710az96_dlext_20140529_6780_6883.csv | F:\UPOD\Cell_DLE\CSV_files_raw_nieuwe_structuur\2014\sap6_96\m05 | F:\UPOD\Cell_DLE\CSV_files_raw_nieuwe_structuur\2014\sap6_96\m05\42710az96_dlext_20140529_6780_6883.csv | 104
v5 | Full | 3 | 42710az96_dlext_20140530_6884_7056.csv | F:\UPOD\Cell_DLE\CSV_files_raw_nieuwe_structuur\2014\sap6_96\m05 | F:\UPOD\Cell_DLE\CSV_files_raw_nieuwe_structuur\2014\sap6_96\m05\42710az96_dlext_20140530_6884_7056.csv | 173
v5 | Full | 3 | 42710az96_dlext_20140531_7057_7137.csv | F:\UPOD\Cell_DLE\CSV_files_raw_nieuwe_structuur\2014\sap6_96\m05 | F:\UPOD\Cell_DLE\CSV_files_raw_nieuwe_structuur\2014\sap6_96\m05\42710az96_dlext_20140531_7057_7137.csv | 81
v5 | Full | 3 | 42710az96_dlext_20140601_7138_7224.csv | F:\UPOD\Cell_DLE\CSV_files_raw_nieuwe_structuur\2014\sap6_96\m06 | F:\UPOD\Cell_DLE\CSV_files_raw_nieuwe_structuur\2014\sap6_96\m06\42710az96_dlext_20140601_7138_7224.csv | 87
v5 | Full | 3 | 42710az96_dlext_20140602_7225_7577.csv | F:\UPOD\Cell_DLE\CSV_files_raw_nieuwe_structuur\2014\sap6_96\m06 | F:\UPOD\Cell_DLE\CSV_files_raw_nieuwe_structuur\2014\sap6_96\m06\42710az96_dlext_20140602_7225_7577.csv | 353
v5 | Full | 3 | 42710az96_dlext_20140603_7578_7903.csv | F:\UPOD\Cell_DLE\CSV_files_raw_nieuwe_structuur\2014\sap6_96\m06 | F:\UPOD\Cell_DLE\CSV_files_raw_nieuwe_structuur\2014\sap6_96\m06\42710az96_dlext_20140603_7578_7903.csv | 326
v5 | Full | 3 | 42710az96_dlext_20140604_7904_8191.csv | F:\UPOD\Cell_DLE\CSV_files_raw_nieuwe_structuur\2014\sap6_96\m06 | F:\UPOD\Cell_DLE\CSV_files_raw_nieuwe_structuur\2014\sap6_96\m06\42710az96_dlext_20140604_7904_8191.csv | 288
v5 | Full | 3 | 42710az96_dlext_20140605_8192_8467.csv | F:\UPOD\Cell_DLE\CSV_files_raw_nieuwe_structuur\2014\sap6_96\m06 | F:\UPOD\Cell_DLE\CSV_files_raw_nieuwe_structuur\2014\sap6_96\m06\42710az96_dlext_20140605_8192_8467.csv | 276
v5 | Full | 3 | 42710az96_dlext_20140606_8468_8661.csv | F:\UPOD\Cell_DLE\CSV_files_raw_nieuwe_structuur\2014\sap6_96\m06 | F:\UPOD\Cell_DLE\CSV_files_raw_nieuwe_structuur\2014\sap6_96\m06\42710az96_dlext_20140606_8468_8661.csv | 194
v5 | Full | 3 | 42710az96_dlext_20140607_8662_8745.csv | F:\UPOD\Cell_DLE\CSV_files_raw_nieuwe_structuur\2014\sap6_96\m06 | F:\UPOD\Cell_DLE\CSV_files_raw_nieuwe_structuur\2014\sap6_96\m06\42710az96_dlext_20140607_8662_8745.csv | 84
v5 | Full | 3 | 42710az96_dlext_20140608_8746_8816.csv | F:\UPOD\Cell_DLE\CSV_files_raw_nieuwe_structuur\2014\sap6_96\m06 | F:\UPOD\Cell_DLE\CSV_files_raw_nieuwe_structuur\2014\sap6_96\m06\42710az96_dlext_20140608_8746_8816.csv | 71
v5 | Full | 3 | 42710az96_dlext_20140609_8817_8915.csv | F:\UPOD\Cell_DLE\CSV_files_raw_nieuwe_structuur\2014\sap6_96\m06 | F:\UPOD\Cell_DLE\CSV_files_raw_nieuwe_structuur\2014\sap6_96\m06\42710az96_dlext_20140609_8817_8915.csv | 99
v5 | Full | 3 | 42710az96_dlext_20140610_8916_9246.csv | F:\UPOD\Cell_DLE\CSV_files_raw_nieuwe_structuur\2014\sap6_96\m06 | F:\UPOD\Cell_DLE\CSV_files_raw_nieuwe_structuur\2014\sap6_96\m06\42710az96_dlext_20140610_8916_9246.csv | 331
v5 | Full | 3 | 42710az96_dlext_20140611_9247_9495.csv | F:\UPOD\Cell_DLE\CSV_files_raw_nieuwe_structuur\2014\sap6_96\m06 | F:\UPOD\Cell_DLE\CSV_files_raw_nieuwe_structuur\2014\sap6_96\m06\42710az96_dlext_20140611_9247_9495.csv | 249
v5 | Full | 3 | 42710az96_dlext_20140612_9496_9817.csv | F:\UPOD\Cell_DLE\CSV_files_raw_nieuwe_structuur\2014\sap6_96\m06 | F:\UPOD\Cell_DLE\CSV_files_raw_nieuwe_structuur\2014\sap6_96\m06\42710az96_dlext_20140612_9496_9817.csv | 322
v5 | Full | 3 | 42710az96_dlext_20140613_9818_0108.csv | F:\UPOD\Cell_DLE\CSV_files_raw_nieuwe_structuur\2014\sap6_96\m06 | F:\UPOD\Cell_DLE\CSV_files_raw_nieuwe_structuur\2014\sap6_96\m06\42710az96_dlext_20140613_9818_0108.csv | 291
v5 | Full | 3 | 42710az96_dlext_20140614_0109_0237.csv | F:\UPOD\Cell_DLE\CSV_files_raw_nieuwe_structuur\2014\sap6_96\m06 | F:\UPOD\Cell_DLE\CSV_files_raw_nieuwe_structuur\2014\sap6_96\m06\42710az96_dlext_20140614_0109_0237.csv | 129
v5 | Full | 3 | 42710az96_dlext_20140615_0238_0333.csv | F:\UPOD\Cell_DLE\CSV_files_raw_nieuwe_structuur\2014\sap6_96\m06 | F:\UPOD\Cell_DLE\CSV_files_raw_nieuwe_structuur\2014\sap6_96\m06\42710az96_dlext_20140615_0238_0333.csv | 96
v5 | Full | 3 | 42710az96_dlext_20140616_0334_0655.csv | F:\UPOD\Cell_DLE\CSV_files_raw_nieuwe_structuur\2014\sap6_96\m06 | F:\UPOD\Cell_DLE\CSV_files_raw_nieuwe_structuur\2014\sap6_96\m06\42710az96_dlext_20140616_0334_0655.csv | 322
v5 | Full | 3 | 42710az96_dlext_20140617_0656_1043.csv | F:\UPOD\Cell_DLE\CSV_files_raw_nieuwe_structuur\2014\sap6_96\m06 | F:\UPOD\Cell_DLE\CSV_files_raw_nieuwe_structuur\2014\sap6_96\m06\42710az96_dlext_20140617_0656_1043.csv | 388
v5 | Full | 3 | 42710az96_dlext_20140618_1044_1381.csv | F:\UPOD\Cell_DLE\CSV_files_raw_nieuwe_structuur\2014\sap6_96\m06 | F:\UPOD\Cell_DLE\CSV_files_raw_nieuwe_structuur\2014\sap6_96\m06\42710az96_dlext_20140618_1044_1381.csv | 338
v5 | Full | 3 | 42710az96_dlext_20140619_1382_1645.csv | F:\UPOD\Cell_DLE\CSV_files_raw_nieuwe_structuur\2014\sap6_96\m06 | F:\UPOD\Cell_DLE\CSV_files_raw_nieuwe_structuur\2014\sap6_96\m06\42710az96_dlext_20140619_1382_1645.csv | 264
v5 | Full | 3 | 42710az96_dlext_20140620_1646_1920.csv | F:\UPOD\Cell_DLE\CSV_files_raw_nieuwe_structuur\2014\sap6_96\m06 | F:\UPOD\Cell_DLE\CSV_files_raw_nieuwe_structuur\2014\sap6_96\m06\42710az96_dlext_20140620_1646_1920.csv | 275
v5 | Full | 3 | 42710az96_dlext_20140621_1921_2015.csv | F:\UPOD\Cell_DLE\CSV_files_raw_nieuwe_structuur\2014\sap6_96\m06 | F:\UPOD\Cell_DLE\CSV_files_raw_nieuwe_structuur\2014\sap6_96\m06\42710az96_dlext_20140621_1921_2015.csv | 95
v5 | Full | 3 | 42710az96_dlext_20140622_2016_2087.csv | F:\UPOD\Cell_DLE\CSV_files_raw_nieuwe_structuur\2014\sap6_96\m06 | F:\UPOD\Cell_DLE\CSV_files_raw_nieuwe_structuur\2014\sap6_96\m06\42710az96_dlext_20140622_2016_2087.csv | 72
v5 | Full | 3 | 42710az96_dlext_20140623_2088_2440.csv | F:\UPOD\Cell_DLE\CSV_files_raw_nieuwe_structuur\2014\sap6_96\m06 | F:\UPOD\Cell_DLE\CSV_files_raw_nieuwe_structuur\2014\sap6_96\m06\42710az96_dlext_20140623_2088_2440.csv | 353
v5 | Full | 3 | 42710az96_dlext_20140624_2441_2679.csv | F:\UPOD\Cell_DLE\CSV_files_raw_nieuwe_structuur\2014\sap6_96\m06 | F:\UPOD\Cell_DLE\CSV_files_raw_nieuwe_structuur\2014\sap6_96\m06\42710az96_dlext_20140624_2441_2679.csv | 239
v5 | Full | 3 | 42710az96_dlext_20140625_2680_2927.csv | F:\UPOD\Cell_DLE\CSV_files_raw_nieuwe_structuur\2014\sap6_96\m06 | F:\UPOD\Cell_DLE\CSV_files_raw_nieuwe_structuur\2014\sap6_96\m06\42710az96_dlext_20140625_2680_2927.csv | 248
v5 | Full | 3 | 42710az96_dlext_20140626_2928_3295.csv | F:\UPOD\Cell_DLE\CSV_files_raw_nieuwe_structuur\2014\sap6_96\m06 | F:\UPOD\Cell_DLE\CSV_files_raw_nieuwe_structuur\2014\sap6_96\m06\42710az96_dlext_20140626_2928_3295.csv | 368
v5 | Full | 3 | 42710az96_dlext_20140627_3296_3563.csv | F:\UPOD\Cell_DLE\CSV_files_raw_nieuwe_structuur\2014\sap6_96\m06 | F:\UPOD\Cell_DLE\CSV_files_raw_nieuwe_structuur\2014\sap6_96\m06\42710az96_dlext_20140627_3296_3563.csv | 268
v5 | Full | 3 | 42710az96_dlext_20140628_3564_3650.csv | F:\UPOD\Cell_DLE\CSV_files_raw_nieuwe_structuur\2014\sap6_96\m06 | F:\UPOD\Cell_DLE\CSV_files_raw_nieuwe_structuur\2014\sap6_96\m06\42710az96_dlext_20140628_3564_3650.csv | 87
v5 | Full | 3 | 42710az96_dlext_20140629_3651_3743.csv | F:\UPOD\Cell_DLE\CSV_files_raw_nieuwe_structuur\2014\sap6_96\m06 | F:\UPOD\Cell_DLE\CSV_files_raw_nieuwe_structuur\2014\sap6_96\m06\42710az96_dlext_20140629_3651_3743.csv | 93
v5 | Full | 3 | 42710az96_dlext_20140630_3744_4124.csv | F:\UPOD\Cell_DLE\CSV_files_raw_nieuwe_structuur\2014\sap6_96\m06 | F:\UPOD\Cell_DLE\CSV_files_raw_nieuwe_structuur\2014\sap6_96\m06\42710az96_dlext_20140630_3744_4124.csv | 381
v5 | Full | 3 | 42710az96_dlext_20140701_4125_4447.csv | F:\UPOD\Cell_DLE\CSV_files_raw_nieuwe_structuur\2014\sap6_96\m07 | F:\UPOD\Cell_DLE\CSV_files_raw_nieuwe_structuur\2014\sap6_96\m07\42710az96_dlext_20140701_4125_4447.csv | 323
v5 | Full | 3 | 42710az96_dlext_20140702_4448_4748.csv | F:\UPOD\Cell_DLE\CSV_files_raw_nieuwe_structuur\2014\sap6_96\m07 | F:\UPOD\Cell_DLE\CSV_files_raw_nieuwe_structuur\2014\sap6_96\m07\42710az96_dlext_20140702_4448_4748.csv | 301
v5 | Full | 3 | 42710az96_dlext_20140703_4749_5144.csv | F:\UPOD\Cell_DLE\CSV_files_raw_nieuwe_structuur\2014\sap6_96\m07 | F:\UPOD\Cell_DLE\CSV_files_raw_nieuwe_structuur\2014\sap6_96\m07\42710az96_dlext_20140703_4749_5144.csv | 396
v5 | Full | 3 | 42710az96_dlext_20140704_5145_5505.csv | F:\UPOD\Cell_DLE\CSV_files_raw_nieuwe_structuur\2014\sap6_96\m07 | F:\UPOD\Cell_DLE\CSV_files_raw_nieuwe_structuur\2014\sap6_96\m07\42710az96_dlext_20140704_5145_5505.csv | 361
v5 | Full | 3 | 42710az96_dlext_20140705_5506_5625.csv | F:\UPOD\Cell_DLE\CSV_files_raw_nieuwe_structuur\2014\sap6_96\m07 | F:\UPOD\Cell_DLE\CSV_files_raw_nieuwe_structuur\2014\sap6_96\m07\42710az96_dlext_20140705_5506_5625.csv | 120
v5 | Full | 3 | 42710az96_dlext_20140706_5626_5753.csv | F:\UPOD\Cell_DLE\CSV_files_raw_nieuwe_structuur\2014\sap6_96\m07 | F:\UPOD\Cell_DLE\CSV_files_raw_nieuwe_structuur\2014\sap6_96\m07\42710az96_dlext_20140706_5626_5753.csv | 128
v5 | Full | 3 | 42710az96_dlext_20140707_5754_6039.csv | F:\UPOD\Cell_DLE\CSV_files_raw_nieuwe_structuur\2014\sap6_96\m07 | F:\UPOD\Cell_DLE\CSV_files_raw_nieuwe_structuur\2014\sap6_96\m07\42710az96_dlext_20140707_5754_6039.csv | 286
v5 | Full | 3 | 42710az96_dlext_20140708_6040_6347.csv | F:\UPOD\Cell_DLE\CSV_files_raw_nieuwe_structuur\2014\sap6_96\m07 | F:\UPOD\Cell_DLE\CSV_files_raw_nieuwe_structuur\2014\sap6_96\m07\42710az96_dlext_20140708_6040_6347.csv | 308
v5 | Full | 3 | 42710az96_dlext_20140709_6348_6716.csv | F:\UPOD\Cell_DLE\CSV_files_raw_nieuwe_structuur\2014\sap6_96\m07 | F:\UPOD\Cell_DLE\CSV_files_raw_nieuwe_structuur\2014\sap6_96\m07\42710az96_dlext_20140709_6348_6716.csv | 369
v5 | Full | 3 | 42710az96_dlext_20140710_6717_7143.csv | F:\UPOD\Cell_DLE\CSV_files_raw_nieuwe_structuur\2014\sap6_96\m07 | F:\UPOD\Cell_DLE\CSV_files_raw_nieuwe_structuur\2014\sap6_96\m07\42710az96_dlext_20140710_6717_7143.csv | 427
v5 | Full | 3 | 42710az96_dlext_20140711_7144_7451.csv | F:\UPOD\Cell_DLE\CSV_files_raw_nieuwe_structuur\2014\sap6_96\m07 | F:\UPOD\Cell_DLE\CSV_files_raw_nieuwe_structuur\2014\sap6_96\m07\42710az96_dlext_20140711_7144_7451.csv | 308
v5 | Full | 3 | 42710az96_dlext_20140712_7452_7542.csv | F:\UPOD\Cell_DLE\CSV_files_raw_nieuwe_structuur\2014\sap6_96\m07 | F:\UPOD\Cell_DLE\CSV_files_raw_nieuwe_structuur\2014\sap6_96\m07\42710az96_dlext_20140712_7452_7542.csv | 91
v5 | Full | 3 | 42710az96_dlext_20140713_7543_7633.csv | F:\UPOD\Cell_DLE\CSV_files_raw_nieuwe_structuur\2014\sap6_96\m07 | F:\UPOD\Cell_DLE\CSV_files_raw_nieuwe_structuur\2014\sap6_96\m07\42710az96_dlext_20140713_7543_7633.csv | 91
v5 | Full | 3 | 42710az96_dlext_20140714_7634_7971.csv | F:\UPOD\Cell_DLE\CSV_files_raw_nieuwe_structuur\2014\sap6_96\m07 | F:\UPOD\Cell_DLE\CSV_files_raw_nieuwe_structuur\2014\sap6_96\m07\42710az96_dlext_20140714_7634_7971.csv | 338
v5 | Full | 3 | 42710az96_dlext_20140715_7972_8186.csv | F:\UPOD\Cell_DLE\CSV_files_raw_nieuwe_structuur\2014\sap6_96\m07 | F:\UPOD\Cell_DLE\CSV_files_raw_nieuwe_structuur\2014\sap6_96\m07\42710az96_dlext_20140715_7972_8186.csv | 215
v5 | Full | 3 | 42710az96_dlext_20140716_8187_8515.csv | F:\UPOD\Cell_DLE\CSV_files_raw_nieuwe_structuur\2014\sap6_96\m07 | F:\UPOD\Cell_DLE\CSV_files_raw_nieuwe_structuur\2014\sap6_96\m07\42710az96_dlext_20140716_8187_8515.csv | 329
v5 | Full | 3 | 42710az96_dlext_20140717_8516_8860.csv | F:\UPOD\Cell_DLE\CSV_files_raw_nieuwe_structuur\2014\sap6_96\m07 | F:\UPOD\Cell_DLE\CSV_files_raw_nieuwe_structuur\2014\sap6_96\m07\42710az96_dlext_20140717_8516_8860.csv | 345
v5 | Full | 3 | 42710az96_dlext_20140718_8861_9095.csv | F:\UPOD\Cell_DLE\CSV_files_raw_nieuwe_structuur\2014\sap6_96\m07 | F:\UPOD\Cell_DLE\CSV_files_raw_nieuwe_structuur\2014\sap6_96\m07\42710az96_dlext_20140718_8861_9095.csv | 235
v5 | Full | 3 | 42710az96_dlext_20140719_9096_9191.csv | F:\UPOD\Cell_DLE\CSV_files_raw_nieuwe_structuur\2014\sap6_96\m07 | F:\UPOD\Cell_DLE\CSV_files_raw_nieuwe_structuur\2014\sap6_96\m07\42710az96_dlext_20140719_9096_9191.csv | 96
v5 | Full | 3 | 42710az96_dlext_20140720_9192_9275.csv | F:\UPOD\Cell_DLE\CSV_files_raw_nieuwe_structuur\2014\sap6_96\m07 | F:\UPOD\Cell_DLE\CSV_files_raw_nieuwe_structuur\2014\sap6_96\m07\42710az96_dlext_20140720_9192_9275.csv | 84
v5 | Full | 3 | 42710az96_dlext_20140721_9276_9628.csv | F:\UPOD\Cell_DLE\CSV_files_raw_nieuwe_structuur\2014\sap6_96\m07 | F:\UPOD\Cell_DLE\CSV_files_raw_nieuwe_structuur\2014\sap6_96\m07\42710az96_dlext_20140721_9276_9628.csv | 353
v5 | Full | 3 | 42710az96_dlext_20140722_9629_9963.csv | F:\UPOD\Cell_DLE\CSV_files_raw_nieuwe_structuur\2014\sap6_96\m07 | F:\UPOD\Cell_DLE\CSV_files_raw_nieuwe_structuur\2014\sap6_96\m07\42710az96_dlext_20140722_9629_9963.csv | 335
v5 | Full | 3 | 42710az96_dlext_20140723_9964_0253.csv | F:\UPOD\Cell_DLE\CSV_files_raw_nieuwe_structuur\2014\sap6_96\m07 | F:\UPOD\Cell_DLE\CSV_files_raw_nieuwe_structuur\2014\sap6_96\m07\42710az96_dlext_20140723_9964_0253.csv | 290
v5 | Full | 3 | 42710az96_dlext_20140724_0254_0605.csv | F:\UPOD\Cell_DLE\CSV_files_raw_nieuwe_structuur\2014\sap6_96\m07 | F:\UPOD\Cell_DLE\CSV_files_raw_nieuwe_structuur\2014\sap6_96\m07\42710az96_dlext_20140724_0254_0605.csv | 352
v5 | Full | 3 | 42710az96_dlext_20140725_0606_0911.csv | F:\UPOD\Cell_DLE\CSV_files_raw_nieuwe_structuur\2014\sap6_96\m07 | F:\UPOD\Cell_DLE\CSV_files_raw_nieuwe_structuur\2014\sap6_96\m07\42710az96_dlext_20140725_0606_0911.csv | 306
v5 | Full | 3 | 42710az96_dlext_20140726_0912_1031.csv | F:\UPOD\Cell_DLE\CSV_files_raw_nieuwe_structuur\2014\sap6_96\m07 | F:\UPOD\Cell_DLE\CSV_files_raw_nieuwe_structuur\2014\sap6_96\m07\42710az96_dlext_20140726_0912_1031.csv | 120
v5 | Full | 3 | 42710az96_dlext_20140727_1032_1110.csv | F:\UPOD\Cell_DLE\CSV_files_raw_nieuwe_structuur\2014\sap6_96\m07 | F:\UPOD\Cell_DLE\CSV_files_raw_nieuwe_structuur\2014\sap6_96\m07\42710az96_dlext_20140727_1032_1110.csv | 79
v5 | Full | 3 | 42710az96_dlext_20140728_1111_1411.csv | F:\UPOD\Cell_DLE\CSV_files_raw_nieuwe_structuur\2014\sap6_96\m07 | F:\UPOD\Cell_DLE\CSV_files_raw_nieuwe_structuur\2014\sap6_96\m07\42710az96_dlext_20140728_1111_1411.csv | 301
v5 | Full | 3 | 42710az96_dlext_20140729_1412_1650.csv | F:\UPOD\Cell_DLE\CSV_files_raw_nieuwe_structuur\2014\sap6_96\m07 | F:\UPOD\Cell_DLE\CSV_files_raw_nieuwe_structuur\2014\sap6_96\m07\42710az96_dlext_20140729_1412_1650.csv | 239
v5 | Full | 3 | 42710az96_dlext_20140730_1651_1927.csv | F:\UPOD\Cell_DLE\CSV_files_raw_nieuwe_structuur\2014\sap6_96\m07 | F:\UPOD\Cell_DLE\CSV_files_raw_nieuwe_structuur\2014\sap6_96\m07\42710az96_dlext_20140730_1651_1927.csv | 277
v5 | Full | 3 | 42710az96_dlext_20140731_1928_2242.csv | F:\UPOD\Cell_DLE\CSV_files_raw_nieuwe_structuur\2014\sap6_96\m07 | F:\UPOD\Cell_DLE\CSV_files_raw_nieuwe_structuur\2014\sap6_96\m07\42710az96_dlext_20140731_1928_2242.csv | 315
v5 | Full | 3 | 42710az96_dlext_20140801_2243_2479.csv | F:\UPOD\Cell_DLE\CSV_files_raw_nieuwe_structuur\2014\sap6_96\m08 | F:\UPOD\Cell_DLE\CSV_files_raw_nieuwe_structuur\2014\sap6_96\m08\42710az96_dlext_20140801_2243_2479.csv | 237
v5 | Full | 3 | 42710az96_dlext_20140802_2480_2550.csv | F:\UPOD\Cell_DLE\CSV_files_raw_nieuwe_structuur\2014\sap6_96\m08 | F:\UPOD\Cell_DLE\CSV_files_raw_nieuwe_structuur\2014\sap6_96\m08\42710az96_dlext_20140802_2480_2550.csv | 71
v5 | Full | 3 | 42710az96_dlext_20140803_2551_2634.csv | F:\UPOD\Cell_DLE\CSV_files_raw_nieuwe_structuur\2014\sap6_96\m08 | F:\UPOD\Cell_DLE\CSV_files_raw_nieuwe_structuur\2014\sap6_96\m08\42710az96_dlext_20140803_2551_2634.csv | 84
v5 | Full | 3 | 42710az96_dlext_20140804_2635_2959.csv | F:\UPOD\Cell_DLE\CSV_files_raw_nieuwe_structuur\2014\sap6_96\m08 | F:\UPOD\Cell_DLE\CSV_files_raw_nieuwe_structuur\2014\sap6_96\m08\42710az96_dlext_20140804_2635_2959.csv | 325
v5 | Full | 3 | 42710az96_dlext_20140805_2960_3243.csv | F:\UPOD\Cell_DLE\CSV_files_raw_nieuwe_structuur\2014\sap6_96\m08 | F:\UPOD\Cell_DLE\CSV_files_raw_nieuwe_structuur\2014\sap6_96\m08\42710az96_dlext_20140805_2960_3243.csv | 284
v5 | Full | 3 | 42710az96_dlext_20140806_3244_3516.csv | F:\UPOD\Cell_DLE\CSV_files_raw_nieuwe_structuur\2014\sap6_96\m08 | F:\UPOD\Cell_DLE\CSV_files_raw_nieuwe_structuur\2014\sap6_96\m08\42710az96_dlext_20140806_3244_3516.csv | 273
v5 | Full | 3 | 42710az96_dlext_20140807_3517_3804.csv | F:\UPOD\Cell_DLE\CSV_files_raw_nieuwe_structuur\2014\sap6_96\m08 | F:\UPOD\Cell_DLE\CSV_files_raw_nieuwe_structuur\2014\sap6_96\m08\42710az96_dlext_20140807_3517_3804.csv | 288
v5 | Full | 3 | 42710az96_dlext_20140808_3805_4088.csv | F:\UPOD\Cell_DLE\CSV_files_raw_nieuwe_structuur\2014\sap6_96\m08 | F:\UPOD\Cell_DLE\CSV_files_raw_nieuwe_structuur\2014\sap6_96\m08\42710az96_dlext_20140808_3805_4088.csv | 284
v5 | Full | 3 | 42710az96_dlext_20140809_4089_4181.csv | F:\UPOD\Cell_DLE\CSV_files_raw_nieuwe_structuur\2014\sap6_96\m08 | F:\UPOD\Cell_DLE\CSV_files_raw_nieuwe_structuur\2014\sap6_96\m08\42710az96_dlext_20140809_4089_4181.csv | 93
v5 | Full | 3 | 42710az96_dlext_20140810_4182_4286.csv | F:\UPOD\Cell_DLE\CSV_files_raw_nieuwe_structuur\2014\sap6_96\m08 | F:\UPOD\Cell_DLE\CSV_files_raw_nieuwe_structuur\2014\sap6_96\m08\42710az96_dlext_20140810_4182_4286.csv | 105
v5 | Full | 3 | 42710az96_dlext_20140811_4287_4568.csv | F:\UPOD\Cell_DLE\CSV_files_raw_nieuwe_structuur\2014\sap6_96\m08 | F:\UPOD\Cell_DLE\CSV_files_raw_nieuwe_structuur\2014\sap6_96\m08\42710az96_dlext_20140811_4287_4568.csv | 282
v5 | Full | 3 | 42710az96_dlext_20140812_4569_4826.csv | F:\UPOD\Cell_DLE\CSV_files_raw_nieuwe_structuur\2014\sap6_96\m08 | F:\UPOD\Cell_DLE\CSV_files_raw_nieuwe_structuur\2014\sap6_96\m08\42710az96_dlext_20140812_4569_4826.csv | 258
v5 | Full | 3 | 42710az96_dlext_20140813_4827_5140.csv | F:\UPOD\Cell_DLE\CSV_files_raw_nieuwe_structuur\2014\sap6_96\m08 | F:\UPOD\Cell_DLE\CSV_files_raw_nieuwe_structuur\2014\sap6_96\m08\42710az96_dlext_20140813_4827_5140.csv | 314
v5 | Full | 3 | 42710az96_dlext_20140814_5141_5437.csv | F:\UPOD\Cell_DLE\CSV_files_raw_nieuwe_structuur\2014\sap6_96\m08 | F:\UPOD\Cell_DLE\CSV_files_raw_nieuwe_structuur\2014\sap6_96\m08\42710az96_dlext_20140814_5141_5437.csv | 297
v5 | Full | 3 | 42710az96_dlext_20140815_5438_5684.csv | F:\UPOD\Cell_DLE\CSV_files_raw_nieuwe_structuur\2014\sap6_96\m08 | F:\UPOD\Cell_DLE\CSV_files_raw_nieuwe_structuur\2014\sap6_96\m08\42710az96_dlext_20140815_5438_5684.csv | 247
v5 | Full | 3 | 42710az96_dlext_20140816_5685_5789.csv | F:\UPOD\Cell_DLE\CSV_files_raw_nieuwe_structuur\2014\sap6_96\m08 | F:\UPOD\Cell_DLE\CSV_files_raw_nieuwe_structuur\2014\sap6_96\m08\42710az96_dlext_20140816_5685_5789.csv | 105
v5 | Full | 3 | 42710az96_dlext_20140817_5790_5897.csv | F:\UPOD\Cell_DLE\CSV_files_raw_nieuwe_structuur\2014\sap6_96\m08 | F:\UPOD\Cell_DLE\CSV_files_raw_nieuwe_structuur\2014\sap6_96\m08\42710az96_dlext_20140817_5790_5897.csv | 108
v5 | Full | 3 | 42710az96_dlext_20140818_5898_6239.csv | F:\UPOD\Cell_DLE\CSV_files_raw_nieuwe_structuur\2014\sap6_96\m08 | F:\UPOD\Cell_DLE\CSV_files_raw_nieuwe_structuur\2014\sap6_96\m08\42710az96_dlext_20140818_5898_6239.csv | 342
v5 | Full | 3 | 42710az96_dlext_20140819_6240_6496.csv | F:\UPOD\Cell_DLE\CSV_files_raw_nieuwe_structuur\2014\sap6_96\m08 | F:\UPOD\Cell_DLE\CSV_files_raw_nieuwe_structuur\2014\sap6_96\m08\42710az96_dlext_20140819_6240_6496.csv | 257
v5 | Full | 3 | 42710az96_dlext_20140820_6497_6693.csv | F:\UPOD\Cell_DLE\CSV_files_raw_nieuwe_structuur\2014\sap6_96\m08 | F:\UPOD\Cell_DLE\CSV_files_raw_nieuwe_structuur\2014\sap6_96\m08\42710az96_dlext_20140820_6497_6693.csv | 197
v5 | Full | 3 | 42710az96_dlext_20140821_6694_6967.csv | F:\UPOD\Cell_DLE\CSV_files_raw_nieuwe_structuur\2014\sap6_96\m08 | F:\UPOD\Cell_DLE\CSV_files_raw_nieuwe_structuur\2014\sap6_96\m08\42710az96_dlext_20140821_6694_6967.csv | 274
v5 | Full | 3 | 42710az96_dlext_20140822_6968_7143.csv | F:\UPOD\Cell_DLE\CSV_files_raw_nieuwe_structuur\2014\sap6_96\m08 | F:\UPOD\Cell_DLE\CSV_files_raw_nieuwe_structuur\2014\sap6_96\m08\42710az96_dlext_20140822_6968_7143.csv | 176
v5 | Full | 3 | 42710az96_dlext_20140823_7144_7246.csv | F:\UPOD\Cell_DLE\CSV_files_raw_nieuwe_structuur\2014\sap6_96\m08 | F:\UPOD\Cell_DLE\CSV_files_raw_nieuwe_structuur\2014\sap6_96\m08\42710az96_dlext_20140823_7144_7246.csv | 103
v5 | Full | 3 | 42710az96_dlext_20140824_7247_7331.csv | F:\UPOD\Cell_DLE\CSV_files_raw_nieuwe_structuur\2014\sap6_96\m08 | F:\UPOD\Cell_DLE\CSV_files_raw_nieuwe_structuur\2014\sap6_96\m08\42710az96_dlext_20140824_7247_7331.csv | 85
v5 | Full | 3 | 42710az96_dlext_20140825_7332_7631.csv | F:\UPOD\Cell_DLE\CSV_files_raw_nieuwe_structuur\2014\sap6_96\m08 | F:\UPOD\Cell_DLE\CSV_files_raw_nieuwe_structuur\2014\sap6_96\m08\42710az96_dlext_20140825_7332_7631.csv | 300
v5 | Full | 3 | 42710az96_dlext_20140826_7632_7907.csv | F:\UPOD\Cell_DLE\CSV_files_raw_nieuwe_structuur\2014\sap6_96\m08 | F:\UPOD\Cell_DLE\CSV_files_raw_nieuwe_structuur\2014\sap6_96\m08\42710az96_dlext_20140826_7632_7907.csv | 276
v5 | Full | 3 | 42710az96_dlext_20140827_7908_8193.csv | F:\UPOD\Cell_DLE\CSV_files_raw_nieuwe_structuur\2014\sap6_96\m08 | F:\UPOD\Cell_DLE\CSV_files_raw_nieuwe_structuur\2014\sap6_96\m08\42710az96_dlext_20140827_7908_8193.csv | 286
v5 | Full | 3 | 42710az96_dlext_20140828_8194_8586.csv | F:\UPOD\Cell_DLE\CSV_files_raw_nieuwe_structuur\2014\sap6_96\m08 | F:\UPOD\Cell_DLE\CSV_files_raw_nieuwe_structuur\2014\sap6_96\m08\42710az96_dlext_20140828_8194_8586.csv | 393
v5 | Full | 3 | 42710az96_dlext_20140829_8587_8844.csv | F:\UPOD\Cell_DLE\CSV_files_raw_nieuwe_structuur\2014\sap6_96\m08 | F:\UPOD\Cell_DLE\CSV_files_raw_nieuwe_structuur\2014\sap6_96\m08\42710az96_dlext_20140829_8587_8844.csv | 258
v5 | Full | 3 | 42710az96_dlext_20140830_8845_8964.csv | F:\UPOD\Cell_DLE\CSV_files_raw_nieuwe_structuur\2014\sap6_96\m08 | F:\UPOD\Cell_DLE\CSV_files_raw_nieuwe_structuur\2014\sap6_96\m08\42710az96_dlext_20140830_8845_8964.csv | 120
v5 | Full | 3 | 42710az96_dlext_20140831_8965_9049.csv | F:\UPOD\Cell_DLE\CSV_files_raw_nieuwe_structuur\2014\sap6_96\m08 | F:\UPOD\Cell_DLE\CSV_files_raw_nieuwe_structuur\2014\sap6_96\m08\42710az96_dlext_20140831_8965_9049.csv | 85
v5 | Full | 3 | 42710az96_dlext_20140901_9050_9387.csv | F:\UPOD\Cell_DLE\CSV_files_raw_nieuwe_structuur\2014\sap6_96\m09 | F:\UPOD\Cell_DLE\CSV_files_raw_nieuwe_structuur\2014\sap6_96\m09\42710az96_dlext_20140901_9050_9387.csv | 338
v5 | Full | 3 | 42710az96_dlext_20140902_9388_9694.csv | F:\UPOD\Cell_DLE\CSV_files_raw_nieuwe_structuur\2014\sap6_96\m09 | F:\UPOD\Cell_DLE\CSV_files_raw_nieuwe_structuur\2014\sap6_96\m09\42710az96_dlext_20140902_9388_9694.csv | 307
v5 | Full | 3 | 42710az96_dlext_20140903_9695_9915.csv | F:\UPOD\Cell_DLE\CSV_files_raw_nieuwe_structuur\2014\sap6_96\m09 | F:\UPOD\Cell_DLE\CSV_files_raw_nieuwe_structuur\2014\sap6_96\m09\42710az96_dlext_20140903_9695_9915.csv | 221
v5 | Full | 3 | 42710az96_dlext_20140904_9916_0252.csv | F:\UPOD\Cell_DLE\CSV_files_raw_nieuwe_structuur\2014\sap6_96\m09 | F:\UPOD\Cell_DLE\CSV_files_raw_nieuwe_structuur\2014\sap6_96\m09\42710az96_dlext_20140904_9916_0252.csv | 337
v5 | Full | 3 | 42710az96_dlext_20140905_0253_0543.csv | F:\UPOD\Cell_DLE\CSV_files_raw_nieuwe_structuur\2014\sap6_96\m09 | F:\UPOD\Cell_DLE\CSV_files_raw_nieuwe_structuur\2014\sap6_96\m09\42710az96_dlext_20140905_0253_0543.csv | 291
v5 | Full | 3 | 42710az96_dlext_20140906_0544_0655.csv | F:\UPOD\Cell_DLE\CSV_files_raw_nieuwe_structuur\2014\sap6_96\m09 | F:\UPOD\Cell_DLE\CSV_files_raw_nieuwe_structuur\2014\sap6_96\m09\42710az96_dlext_20140906_0544_0655.csv | 112
v5 | Full | 3 | 42710az96_dlext_20140907_0656_0733.csv | F:\UPOD\Cell_DLE\CSV_files_raw_nieuwe_structuur\2014\sap6_96\m09 | F:\UPOD\Cell_DLE\CSV_files_raw_nieuwe_structuur\2014\sap6_96\m09\42710az96_dlext_20140907_0656_0733.csv | 78
v5 | Full | 3 | 42710az96_dlext_20140908_0734_1077.csv | F:\UPOD\Cell_DLE\CSV_files_raw_nieuwe_structuur\2014\sap6_96\m09 | F:\UPOD\Cell_DLE\CSV_files_raw_nieuwe_structuur\2014\sap6_96\m09\42710az96_dlext_20140908_0734_1077.csv | 344
v5 | Full | 3 | 42710az96_dlext_20140909_1078_1379.csv | F:\UPOD\Cell_DLE\CSV_files_raw_nieuwe_structuur\2014\sap6_96\m09 | F:\UPOD\Cell_DLE\CSV_files_raw_nieuwe_structuur\2014\sap6_96\m09\42710az96_dlext_20140909_1078_1379.csv | 302
v5 | Full | 3 | 42710az96_dlext_20140910_1380_1746.csv | F:\UPOD\Cell_DLE\CSV_files_raw_nieuwe_structuur\2014\sap6_96\m09 | F:\UPOD\Cell_DLE\CSV_files_raw_nieuwe_structuur\2014\sap6_96\m09\42710az96_dlext_20140910_1380_1746.csv | 367
v5 | Full | 3 | 42710az96_dlext_20140911_1747_2072.csv | F:\UPOD\Cell_DLE\CSV_files_raw_nieuwe_structuur\2014\sap6_96\m09 | F:\UPOD\Cell_DLE\CSV_files_raw_nieuwe_structuur\2014\sap6_96\m09\42710az96_dlext_20140911_1747_2072.csv | 326
v5 | Full | 3 | 42710az96_dlext_20140912_2073_2339.csv | F:\UPOD\Cell_DLE\CSV_files_raw_nieuwe_structuur\2014\sap6_96\m09 | F:\UPOD\Cell_DLE\CSV_files_raw_nieuwe_structuur\2014\sap6_96\m09\42710az96_dlext_20140912_2073_2339.csv | 267
v5 | Full | 3 | 42710az96_dlext_20140913_2340_2430.csv | F:\UPOD\Cell_DLE\CSV_files_raw_nieuwe_structuur\2014\sap6_96\m09 | F:\UPOD\Cell_DLE\CSV_files_raw_nieuwe_structuur\2014\sap6_96\m09\42710az96_dlext_20140913_2340_2430.csv | 91
v5 | Full | 3 | 42710az96_dlext_20140914_2431_2530.csv | F:\UPOD\Cell_DLE\CSV_files_raw_nieuwe_structuur\2014\sap6_96\m09 | F:\UPOD\Cell_DLE\CSV_files_raw_nieuwe_structuur\2014\sap6_96\m09\42710az96_dlext_20140914_2431_2530.csv | 100
v5 | Full | 3 | 42710az96_dlext_20140915_2531_2865.csv | F:\UPOD\Cell_DLE\CSV_files_raw_nieuwe_structuur\2014\sap6_96\m09 | F:\UPOD\Cell_DLE\CSV_files_raw_nieuwe_structuur\2014\sap6_96\m09\42710az96_dlext_20140915_2531_2865.csv | 335
v5 | Full | 3 | 42710az96_dlext_20140916_2866_3215.csv | F:\UPOD\Cell_DLE\CSV_files_raw_nieuwe_structuur\2014\sap6_96\m09 | F:\UPOD\Cell_DLE\CSV_files_raw_nieuwe_structuur\2014\sap6_96\m09\42710az96_dlext_20140916_2866_3215.csv | 350
v5 | Full | 3 | 42710az96_dlext_20140917_3216_3535.csv | F:\UPOD\Cell_DLE\CSV_files_raw_nieuwe_structuur\2014\sap6_96\m09 | F:\UPOD\Cell_DLE\CSV_files_raw_nieuwe_structuur\2014\sap6_96\m09\42710az96_dlext_20140917_3216_3535.csv | 320
v5 | Full | 3 | 42710az96_dlext_20140918_3536_3853.csv | F:\UPOD\Cell_DLE\CSV_files_raw_nieuwe_structuur\2014\sap6_96\m09 | F:\UPOD\Cell_DLE\CSV_files_raw_nieuwe_structuur\2014\sap6_96\m09\42710az96_dlext_20140918_3536_3853.csv | 318
v5 | Full | 3 | 42710az96_dlext_20140919_3854_4140.csv | F:\UPOD\Cell_DLE\CSV_files_raw_nieuwe_structuur\2014\sap6_96\m09 | F:\UPOD\Cell_DLE\CSV_files_raw_nieuwe_structuur\2014\sap6_96\m09\42710az96_dlext_20140919_3854_4140.csv | 287
v5 | Full | 3 | 42710az96_dlext_20140920_4141_4240.csv | F:\UPOD\Cell_DLE\CSV_files_raw_nieuwe_structuur\2014\sap6_96\m09 | F:\UPOD\Cell_DLE\CSV_files_raw_nieuwe_structuur\2014\sap6_96\m09\42710az96_dlext_20140920_4141_4240.csv | 100
v5 | Full | 3 | 42710az96_dlext_20140921_4241_4313.csv | F:\UPOD\Cell_DLE\CSV_files_raw_nieuwe_structuur\2014\sap6_96\m09 | F:\UPOD\Cell_DLE\CSV_files_raw_nieuwe_structuur\2014\sap6_96\m09\42710az96_dlext_20140921_4241_4313.csv | 73
v5 | Full | 3 | 42710az96_dlext_20140922_4314_4638.csv | F:\UPOD\Cell_DLE\CSV_files_raw_nieuwe_structuur\2014\sap6_96\m09 | F:\UPOD\Cell_DLE\CSV_files_raw_nieuwe_structuur\2014\sap6_96\m09\42710az96_dlext_20140922_4314_4638.csv | 325
v5 | Full | 3 | 42710az96_dlext_20140923_4639_4976.csv | F:\UPOD\Cell_DLE\CSV_files_raw_nieuwe_structuur\2014\sap6_96\m09 | F:\UPOD\Cell_DLE\CSV_files_raw_nieuwe_structuur\2014\sap6_96\m09\42710az96_dlext_20140923_4639_4976.csv | 338
v5 | Full | 3 | 42710az96_dlext_20140924_4977_5311.csv | F:\UPOD\Cell_DLE\CSV_files_raw_nieuwe_structuur\2014\sap6_96\m09 | F:\UPOD\Cell_DLE\CSV_files_raw_nieuwe_structuur\2014\sap6_96\m09\42710az96_dlext_20140924_4977_5311.csv | 335
v5 | Full | 3 | 42710az96_dlext_20140925_5312_5599.csv | F:\UPOD\Cell_DLE\CSV_files_raw_nieuwe_structuur\2014\sap6_96\m09 | F:\UPOD\Cell_DLE\CSV_files_raw_nieuwe_structuur\2014\sap6_96\m09\42710az96_dlext_20140925_5312_5599.csv | 288
v5 | Full | 3 | 42710az96_dlext_20140926_5600_5841.csv | F:\UPOD\Cell_DLE\CSV_files_raw_nieuwe_structuur\2014\sap6_96\m09 | F:\UPOD\Cell_DLE\CSV_files_raw_nieuwe_structuur\2014\sap6_96\m09\42710az96_dlext_20140926_5600_5841.csv | 242
v5 | Full | 3 | 42710az96_dlext_20140927_5842_5927.csv | F:\UPOD\Cell_DLE\CSV_files_raw_nieuwe_structuur\2014\sap6_96\m09 | F:\UPOD\Cell_DLE\CSV_files_raw_nieuwe_structuur\2014\sap6_96\m09\42710az96_dlext_20140927_5842_5927.csv | 86
v5 | Full | 3 | 42710az96_dlext_20140928_5928_5994.csv | F:\UPOD\Cell_DLE\CSV_files_raw_nieuwe_structuur\2014\sap6_96\m09 | F:\UPOD\Cell_DLE\CSV_files_raw_nieuwe_structuur\2014\sap6_96\m09\42710az96_dlext_20140928_5928_5994.csv | 67
v5 | Full | 3 | 42710az96_dlext_20140929_5995_6335.csv | F:\UPOD\Cell_DLE\CSV_files_raw_nieuwe_structuur\2014\sap6_96\m09 | F:\UPOD\Cell_DLE\CSV_files_raw_nieuwe_structuur\2014\sap6_96\m09\42710az96_dlext_20140929_5995_6335.csv | 341
v5 | Full | 3 | 42710az96_dlext_20140930_6336_6687.csv | F:\UPOD\Cell_DLE\CSV_files_raw_nieuwe_structuur\2014\sap6_96\m09 | F:\UPOD\Cell_DLE\CSV_files_raw_nieuwe_structuur\2014\sap6_96\m09\42710az96_dlext_20140930_6336_6687.csv | 352
v5 | Full | 3 | 42710az96_dlext_20141001_6688_6935.csv | F:\UPOD\Cell_DLE\CSV_files_raw_nieuwe_structuur\2014\sap6_96\m10 | F:\UPOD\Cell_DLE\CSV_files_raw_nieuwe_structuur\2014\sap6_96\m10\42710az96_dlext_20141001_6688_6935.csv | 248
v5 | Full | 3 | 42710az96_dlext_20141002_6936_7257.csv | F:\UPOD\Cell_DLE\CSV_files_raw_nieuwe_structuur\2014\sap6_96\m10 | F:\UPOD\Cell_DLE\CSV_files_raw_nieuwe_structuur\2014\sap6_96\m10\42710az96_dlext_20141002_6936_7257.csv | 322
v5 | Full | 3 | 42710az96_dlext_20141003_7258_7586.csv | F:\UPOD\Cell_DLE\CSV_files_raw_nieuwe_structuur\2014\sap6_96\m10 | F:\UPOD\Cell_DLE\CSV_files_raw_nieuwe_structuur\2014\sap6_96\m10\42710az96_dlext_20141003_7258_7586.csv | 329
v5 | Full | 3 | 42710az96_dlext_20141004_7587_7710.csv | F:\UPOD\Cell_DLE\CSV_files_raw_nieuwe_structuur\2014\sap6_96\m10 | F:\UPOD\Cell_DLE\CSV_files_raw_nieuwe_structuur\2014\sap6_96\m10\42710az96_dlext_20141004_7587_7710.csv | 124
v5 | Full | 3 | 42710az96_dlext_20141005_7711_7814.csv | F:\UPOD\Cell_DLE\CSV_files_raw_nieuwe_structuur\2014\sap6_96\m10 | F:\UPOD\Cell_DLE\CSV_files_raw_nieuwe_structuur\2014\sap6_96\m10\42710az96_dlext_20141005_7711_7814.csv | 104
v5 | Full | 3 | 42710az96_dlext_20141006_7815_8126.csv | F:\UPOD\Cell_DLE\CSV_files_raw_nieuwe_structuur\2014\sap6_96\m10 | F:\UPOD\Cell_DLE\CSV_files_raw_nieuwe_structuur\2014\sap6_96\m10\42710az96_dlext_20141006_7815_8126.csv | 312
v5 | Full | 3 | 42710az96_dlext_20141007_8127_8465.csv | F:\UPOD\Cell_DLE\CSV_files_raw_nieuwe_structuur\2014\sap6_96\m10 | F:\UPOD\Cell_DLE\CSV_files_raw_nieuwe_structuur\2014\sap6_96\m10\42710az96_dlext_20141007_8127_8465.csv | 339
v5 | Full | 3 | 42710az96_dlext_20141008_8466_8814.csv | F:\UPOD\Cell_DLE\CSV_files_raw_nieuwe_structuur\2014\sap6_96\m10 | F:\UPOD\Cell_DLE\CSV_files_raw_nieuwe_structuur\2014\sap6_96\m10\42710az96_dlext_20141008_8466_8814.csv | 349
v5 | Full | 3 | 42710az96_dlext_20141009_8815_9181.csv | F:\UPOD\Cell_DLE\CSV_files_raw_nieuwe_structuur\2014\sap6_96\m10 | F:\UPOD\Cell_DLE\CSV_files_raw_nieuwe_structuur\2014\sap6_96\m10\42710az96_dlext_20141009_8815_9181.csv | 367
v5 | Full | 3 | 42710az96_dlext_20141010_9182_9450.csv | F:\UPOD\Cell_DLE\CSV_files_raw_nieuwe_structuur\2014\sap6_96\m10 | F:\UPOD\Cell_DLE\CSV_files_raw_nieuwe_structuur\2014\sap6_96\m10\42710az96_dlext_20141010_9182_9450.csv | 269
v5 | Full | 3 | 42710az96_dlext_20141011_9451_9548.csv | F:\UPOD\Cell_DLE\CSV_files_raw_nieuwe_structuur\2014\sap6_96\m10 | F:\UPOD\Cell_DLE\CSV_files_raw_nieuwe_structuur\2014\sap6_96\m10\42710az96_dlext_20141011_9451_9548.csv | 98
v5 | Full | 3 | 42710az96_dlext_20141012_9549_9660.csv | F:\UPOD\Cell_DLE\CSV_files_raw_nieuwe_structuur\2014\sap6_96\m10 | F:\UPOD\Cell_DLE\CSV_files_raw_nieuwe_structuur\2014\sap6_96\m10\42710az96_dlext_20141012_9549_9660.csv | 112
v5 | Full | 3 | 42710az96_dlext_20141013_9661_0029.csv | F:\UPOD\Cell_DLE\CSV_files_raw_nieuwe_structuur\2014\sap6_96\m10 | F:\UPOD\Cell_DLE\CSV_files_raw_nieuwe_structuur\2014\sap6_96\m10\42710az96_dlext_20141013_9661_0029.csv | 369
v5 | Full | 3 | 42710az96_dlext_20141014_0030_0324.csv | F:\UPOD\Cell_DLE\CSV_files_raw_nieuwe_structuur\2014\sap6_96\m10 | F:\UPOD\Cell_DLE\CSV_files_raw_nieuwe_structuur\2014\sap6_96\m10\42710az96_dlext_20141014_0030_0324.csv | 295
v5 | Full | 3 | 42710az96_dlext_20141015_0325_0676.csv | F:\UPOD\Cell_DLE\CSV_files_raw_nieuwe_structuur\2014\sap6_96\m10 | F:\UPOD\Cell_DLE\CSV_files_raw_nieuwe_structuur\2014\sap6_96\m10\42710az96_dlext_20141015_0325_0676.csv | 352
v5 | Full | 3 | 42710az96_dlext_20141016_0677_1072.csv | F:\UPOD\Cell_DLE\CSV_files_raw_nieuwe_structuur\2014\sap6_96\m10 | F:\UPOD\Cell_DLE\CSV_files_raw_nieuwe_structuur\2014\sap6_96\m10\42710az96_dlext_20141016_0677_1072.csv | 396
v5 | Full | 3 | 42710az96_dlext_20141017_1073_1424.csv | F:\UPOD\Cell_DLE\CSV_files_raw_nieuwe_structuur\2014\sap6_96\m10 | F:\UPOD\Cell_DLE\CSV_files_raw_nieuwe_structuur\2014\sap6_96\m10\42710az96_dlext_20141017_1073_1424.csv | 352
v5 | Full | 3 | 42710az96_dlext_20141018_1425_1565.csv | F:\UPOD\Cell_DLE\CSV_files_raw_nieuwe_structuur\2014\sap6_96\m10 | F:\UPOD\Cell_DLE\CSV_files_raw_nieuwe_structuur\2014\sap6_96\m10\42710az96_dlext_20141018_1425_1565.csv | 141
v5 | Full | 3 | 42710az96_dlext_20141019_1566_1692.csv | F:\UPOD\Cell_DLE\CSV_files_raw_nieuwe_structuur\2014\sap6_96\m10 | F:\UPOD\Cell_DLE\CSV_files_raw_nieuwe_structuur\2014\sap6_96\m10\42710az96_dlext_20141019_1566_1692.csv | 127
v5 | Full | 3 | 42710az96_dlext_20141020_1693_2029.csv | F:\UPOD\Cell_DLE\CSV_files_raw_nieuwe_structuur\2014\sap6_96\m10 | F:\UPOD\Cell_DLE\CSV_files_raw_nieuwe_structuur\2014\sap6_96\m10\42710az96_dlext_20141020_1693_2029.csv | 337
v5 | Full | 3 | 42710az96_dlext_20141021_2030_2345.csv | F:\UPOD\Cell_DLE\CSV_files_raw_nieuwe_structuur\2014\sap6_96\m10 | F:\UPOD\Cell_DLE\CSV_files_raw_nieuwe_structuur\2014\sap6_96\m10\42710az96_dlext_20141021_2030_2345.csv | 316
v5 | Full | 3 | 42710az96_dlext_20141022_2346_2684.csv | F:\UPOD\Cell_DLE\CSV_files_raw_nieuwe_structuur\2014\sap6_96\m10 | F:\UPOD\Cell_DLE\CSV_files_raw_nieuwe_structuur\2014\sap6_96\m10\42710az96_dlext_20141022_2346_2684.csv | 339
v5 | Full | 3 | 42710az96_dlext_20141023_2685_3002.csv | F:\UPOD\Cell_DLE\CSV_files_raw_nieuwe_structuur\2014\sap6_96\m10 | F:\UPOD\Cell_DLE\CSV_files_raw_nieuwe_structuur\2014\sap6_96\m10\42710az96_dlext_20141023_2685_3002.csv | 318
v5 | Full | 3 | 42710az96_dlext_20141024_3003_3329.csv | F:\UPOD\Cell_DLE\CSV_files_raw_nieuwe_structuur\2014\sap6_96\m10 | F:\UPOD\Cell_DLE\CSV_files_raw_nieuwe_structuur\2014\sap6_96\m10\42710az96_dlext_20141024_3003_3329.csv | 327
v5 | Full | 3 | 42710az96_dlext_20141025_3330_3422.csv | F:\UPOD\Cell_DLE\CSV_files_raw_nieuwe_structuur\2014\sap6_96\m10 | F:\UPOD\Cell_DLE\CSV_files_raw_nieuwe_structuur\2014\sap6_96\m10\42710az96_dlext_20141025_3330_3422.csv | 93
v5 | Full | 3 | 42710az96_dlext_20141026_3423_3518.csv | F:\UPOD\Cell_DLE\CSV_files_raw_nieuwe_structuur\2014\sap6_96\m10 | F:\UPOD\Cell_DLE\CSV_files_raw_nieuwe_structuur\2014\sap6_96\m10\42710az96_dlext_20141026_3423_3518.csv | 96
v5 | Full | 3 | 42710az96_dlext_20141027_3519_3914.csv | F:\UPOD\Cell_DLE\CSV_files_raw_nieuwe_structuur\2014\sap6_96\m10 | F:\UPOD\Cell_DLE\CSV_files_raw_nieuwe_structuur\2014\sap6_96\m10\42710az96_dlext_20141027_3519_3914.csv | 396
v5 | Full | 3 | 42710az96_dlext_20141028_3915_4254.csv | F:\UPOD\Cell_DLE\CSV_files_raw_nieuwe_structuur\2014\sap6_96\m10 | F:\UPOD\Cell_DLE\CSV_files_raw_nieuwe_structuur\2014\sap6_96\m10\42710az96_dlext_20141028_3915_4254.csv | 340
v5 | Full | 3 | 42710az96_dlext_20141029_4255_4536.csv | F:\UPOD\Cell_DLE\CSV_files_raw_nieuwe_structuur\2014\sap6_96\m10 | F:\UPOD\Cell_DLE\CSV_files_raw_nieuwe_structuur\2014\sap6_96\m10\42710az96_dlext_20141029_4255_4536.csv | 282
v5 | Full | 3 | 42710az96_dlext_20141030_4537_4929.csv | F:\UPOD\Cell_DLE\CSV_files_raw_nieuwe_structuur\2014\sap6_96\m10 | F:\UPOD\Cell_DLE\CSV_files_raw_nieuwe_structuur\2014\sap6_96\m10\42710az96_dlext_20141030_4537_4929.csv | 393
v5 | Full | 3 | 42710az96_dlext_20141031_4930_5217.csv | F:\UPOD\Cell_DLE\CSV_files_raw_nieuwe_structuur\2014\sap6_96\m10 | F:\UPOD\Cell_DLE\CSV_files_raw_nieuwe_structuur\2014\sap6_96\m10\42710az96_dlext_20141031_4930_5217.csv | 288
v5 | Full | 3 | 42710az96_dlext_20141101_5218_5287.csv | F:\UPOD\Cell_DLE\CSV_files_raw_nieuwe_structuur\2014\sap6_96\m11 | F:\UPOD\Cell_DLE\CSV_files_raw_nieuwe_structuur\2014\sap6_96\m11\42710az96_dlext_20141101_5218_5287.csv | 70
v5 | Full | 3 | 42710az96_dlext_20141102_5288_5383.csv | F:\UPOD\Cell_DLE\CSV_files_raw_nieuwe_structuur\2014\sap6_96\m11 | F:\UPOD\Cell_DLE\CSV_files_raw_nieuwe_structuur\2014\sap6_96\m11\42710az96_dlext_20141102_5288_5383.csv | 96
v5 | Full | 3 | 42710az96_dlext_20141103_5384_5653.csv | F:\UPOD\Cell_DLE\CSV_files_raw_nieuwe_structuur\2014\sap6_96\m11 | F:\UPOD\Cell_DLE\CSV_files_raw_nieuwe_structuur\2014\sap6_96\m11\42710az96_dlext_20141103_5384_5653.csv | 270
v5 | Full | 3 | 42710az96_dlext_20141104_5654_5932.csv | F:\UPOD\Cell_DLE\CSV_files_raw_nieuwe_structuur\2014\sap6_96\m11 | F:\UPOD\Cell_DLE\CSV_files_raw_nieuwe_structuur\2014\sap6_96\m11\42710az96_dlext_20141104_5654_5932.csv | 279
v5 | Full | 3 | 42710az96_dlext_20141105_5933_6299.csv | F:\UPOD\Cell_DLE\CSV_files_raw_nieuwe_structuur\2014\sap6_96\m11 | F:\UPOD\Cell_DLE\CSV_files_raw_nieuwe_structuur\2014\sap6_96\m11\42710az96_dlext_20141105_5933_6299.csv | 367
v5 | Full | 3 | 42710az96_dlext_20141106_6300_6636.csv | F:\UPOD\Cell_DLE\CSV_files_raw_nieuwe_structuur\2014\sap6_96\m11 | F:\UPOD\Cell_DLE\CSV_files_raw_nieuwe_structuur\2014\sap6_96\m11\42710az96_dlext_20141106_6300_6636.csv | 337
v5 | Full | 3 | 42710az96_dlext_20141107_6637_6965.csv | F:\UPOD\Cell_DLE\CSV_files_raw_nieuwe_structuur\2014\sap6_96\m11 | F:\UPOD\Cell_DLE\CSV_files_raw_nieuwe_structuur\2014\sap6_96\m11\42710az96_dlext_20141107_6637_6965.csv | 329
v5 | Full | 3 | 42710az96_dlext_20141108_6966_7111.csv | F:\UPOD\Cell_DLE\CSV_files_raw_nieuwe_structuur\2014\sap6_96\m11 | F:\UPOD\Cell_DLE\CSV_files_raw_nieuwe_structuur\2014\sap6_96\m11\42710az96_dlext_20141108_6966_7111.csv | 146
v5 | Full | 3 | 42710az96_dlext_20141109_7112_7217.csv | F:\UPOD\Cell_DLE\CSV_files_raw_nieuwe_structuur\2014\sap6_96\m11 | F:\UPOD\Cell_DLE\CSV_files_raw_nieuwe_structuur\2014\sap6_96\m11\42710az96_dlext_20141109_7112_7217.csv | 106
v5 | Full | 3 | 42710az96_dlext_20141110_7218_7655.csv | F:\UPOD\Cell_DLE\CSV_files_raw_nieuwe_structuur\2014\sap6_96\m11 | F:\UPOD\Cell_DLE\CSV_files_raw_nieuwe_structuur\2014\sap6_96\m11\42710az96_dlext_20141110_7218_7655.csv | 438
v5 | Full | 3 | 42710az96_dlext_20141111_7656_7958.csv | F:\UPOD\Cell_DLE\CSV_files_raw_nieuwe_structuur\2014\sap6_96\m11 | F:\UPOD\Cell_DLE\CSV_files_raw_nieuwe_structuur\2014\sap6_96\m11\42710az96_dlext_20141111_7656_7958.csv | 303
v5 | Full | 3 | 42710az96_dlext_20141112_7959_8265.csv | F:\UPOD\Cell_DLE\CSV_files_raw_nieuwe_structuur\2014\sap6_96\m11 | F:\UPOD\Cell_DLE\CSV_files_raw_nieuwe_structuur\2014\sap6_96\m11\42710az96_dlext_20141112_7959_8265.csv | 307
v5 | Full | 3 | 42710az96_dlext_20141113_8266_8407.csv | F:\UPOD\Cell_DLE\CSV_files_raw_nieuwe_structuur\2014\sap6_96\m11 | F:\UPOD\Cell_DLE\CSV_files_raw_nieuwe_structuur\2014\sap6_96\m11\42710az96_dlext_20141113_8266_8407.csv | 142
v5 | Full | 3 | 42710az96_dlext_20141114_8408_8622.csv | F:\UPOD\Cell_DLE\CSV_files_raw_nieuwe_structuur\2014\sap6_96\m11 | F:\UPOD\Cell_DLE\CSV_files_raw_nieuwe_structuur\2014\sap6_96\m11\42710az96_dlext_20141114_8408_8622.csv | 215
v5 | Full | 3 | 42710az96_dlext_20141115_8623_8746.csv | F:\UPOD\Cell_DLE\CSV_files_raw_nieuwe_structuur\2014\sap6_96\m11 | F:\UPOD\Cell_DLE\CSV_files_raw_nieuwe_structuur\2014\sap6_96\m11\42710az96_dlext_20141115_8623_8746.csv | 124
v5 | Full | 3 | 42710az96_dlext_20141116_8747_8853.csv | F:\UPOD\Cell_DLE\CSV_files_raw_nieuwe_structuur\2014\sap6_96\m11 | F:\UPOD\Cell_DLE\CSV_files_raw_nieuwe_structuur\2014\sap6_96\m11\42710az96_dlext_20141116_8747_8853.csv | 107
v5 | Full | 3 | 42710az96_dlext_20141117_8854_9183.csv | F:\UPOD\Cell_DLE\CSV_files_raw_nieuwe_structuur\2014\sap6_96\m11 | F:\UPOD\Cell_DLE\CSV_files_raw_nieuwe_structuur\2014\sap6_96\m11\42710az96_dlext_20141117_8854_9183.csv | 330
v5 | Full | 3 | 42710az96_dlext_20141118_9184_9485.csv | F:\UPOD\Cell_DLE\CSV_files_raw_nieuwe_structuur\2014\sap6_96\m11 | F:\UPOD\Cell_DLE\CSV_files_raw_nieuwe_structuur\2014\sap6_96\m11\42710az96_dlext_20141118_9184_9485.csv | 302
v5 | Full | 3 | 42710az96_dlext_20141119_9486_9831.csv | F:\UPOD\Cell_DLE\CSV_files_raw_nieuwe_structuur\2014\sap6_96\m11 | F:\UPOD\Cell_DLE\CSV_files_raw_nieuwe_structuur\2014\sap6_96\m11\42710az96_dlext_20141119_9486_9831.csv | 346
v5 | Full | 3 | 42710az96_dlext_20141120_9832_0133.csv | F:\UPOD\Cell_DLE\CSV_files_raw_nieuwe_structuur\2014\sap6_96\m11 | F:\UPOD\Cell_DLE\CSV_files_raw_nieuwe_structuur\2014\sap6_96\m11\42710az96_dlext_20141120_9832_0133.csv | 302
v5 | Full | 3 | 42710az96_dlext_20141121_0134_0433.csv | F:\UPOD\Cell_DLE\CSV_files_raw_nieuwe_structuur\2014\sap6_96\m11 | F:\UPOD\Cell_DLE\CSV_files_raw_nieuwe_structuur\2014\sap6_96\m11\42710az96_dlext_20141121_0134_0433.csv | 300
v5 | Full | 3 | 42710az96_dlext_20141122_0434_0548.csv | F:\UPOD\Cell_DLE\CSV_files_raw_nieuwe_structuur\2014\sap6_96\m11 | F:\UPOD\Cell_DLE\CSV_files_raw_nieuwe_structuur\2014\sap6_96\m11\42710az96_dlext_20141122_0434_0548.csv | 115
v5 | Full | 3 | 42710az96_dlext_20141123_0549_0667.csv | F:\UPOD\Cell_DLE\CSV_files_raw_nieuwe_structuur\2014\sap6_96\m11 | F:\UPOD\Cell_DLE\CSV_files_raw_nieuwe_structuur\2014\sap6_96\m11\42710az96_dlext_20141123_0549_0667.csv | 119
v5 | Full | 3 | 42710az96_dlext_20141124_0668_1009.csv | F:\UPOD\Cell_DLE\CSV_files_raw_nieuwe_structuur\2014\sap6_96\m11 | F:\UPOD\Cell_DLE\CSV_files_raw_nieuwe_structuur\2014\sap6_96\m11\42710az96_dlext_20141124_0668_1009.csv | 342
v5 | Full | 3 | 42710az96_dlext_20141125_1010_1376.csv | F:\UPOD\Cell_DLE\CSV_files_raw_nieuwe_structuur\2014\sap6_96\m11 | F:\UPOD\Cell_DLE\CSV_files_raw_nieuwe_structuur\2014\sap6_96\m11\42710az96_dlext_20141125_1010_1376.csv | 367
v5 | Full | 3 | 42710az96_dlext_20141126_1377_1672.csv | F:\UPOD\Cell_DLE\CSV_files_raw_nieuwe_structuur\2014\sap6_96\m11 | F:\UPOD\Cell_DLE\CSV_files_raw_nieuwe_structuur\2014\sap6_96\m11\42710az96_dlext_20141126_1377_1672.csv | 296
v5 | Full | 3 | 42710az96_dlext_20141127_1673_2039.csv | F:\UPOD\Cell_DLE\CSV_files_raw_nieuwe_structuur\2014\sap6_96\m11 | F:\UPOD\Cell_DLE\CSV_files_raw_nieuwe_structuur\2014\sap6_96\m11\42710az96_dlext_20141127_1673_2039.csv | 367
v5 | Full | 3 | 42710az96_dlext_20141128_2040_2375.csv | F:\UPOD\Cell_DLE\CSV_files_raw_nieuwe_structuur\2014\sap6_96\m11 | F:\UPOD\Cell_DLE\CSV_files_raw_nieuwe_structuur\2014\sap6_96\m11\42710az96_dlext_20141128_2040_2375.csv | 336
v5 | Full | 3 | 42710az96_dlext_20141129_2376_2496.csv | F:\UPOD\Cell_DLE\CSV_files_raw_nieuwe_structuur\2014\sap6_96\m11 | F:\UPOD\Cell_DLE\CSV_files_raw_nieuwe_structuur\2014\sap6_96\m11\42710az96_dlext_20141129_2376_2496.csv | 121
v5 | Full | 3 | 42710az96_dlext_20141130_2497_2604.csv | F:\UPOD\Cell_DLE\CSV_files_raw_nieuwe_structuur\2014\sap6_96\m11 | F:\UPOD\Cell_DLE\CSV_files_raw_nieuwe_structuur\2014\sap6_96\m11\42710az96_dlext_20141130_2497_2604.csv | 108
v5 | Full | 3 | 42710az96_dlext_20141201_2605_2925.csv | F:\UPOD\Cell_DLE\CSV_files_raw_nieuwe_structuur\2014\sap6_96\m12 | F:\UPOD\Cell_DLE\CSV_files_raw_nieuwe_structuur\2014\sap6_96\m12\42710az96_dlext_20141201_2605_2925.csv | 321
v5 | Full | 3 | 42710az96_dlext_20141202_2926_3237.csv | F:\UPOD\Cell_DLE\CSV_files_raw_nieuwe_structuur\2014\sap6_96\m12 | F:\UPOD\Cell_DLE\CSV_files_raw_nieuwe_structuur\2014\sap6_96\m12\42710az96_dlext_20141202_2926_3237.csv | 312
v5 | Full | 3 | 42710az96_dlext_20141203_3238_3497.csv | F:\UPOD\Cell_DLE\CSV_files_raw_nieuwe_structuur\2014\sap6_96\m12 | F:\UPOD\Cell_DLE\CSV_files_raw_nieuwe_structuur\2014\sap6_96\m12\42710az96_dlext_20141203_3238_3497.csv | 260
v5 | Full | 3 | 42710az96_dlext_20141204_3498_3926.csv | F:\UPOD\Cell_DLE\CSV_files_raw_nieuwe_structuur\2014\sap6_96\m12 | F:\UPOD\Cell_DLE\CSV_files_raw_nieuwe_structuur\2014\sap6_96\m12\42710az96_dlext_20141204_3498_3926.csv | 429
v5 | Full | 3 | 42710az96_dlext_20141205_3927_4226.csv | F:\UPOD\Cell_DLE\CSV_files_raw_nieuwe_structuur\2014\sap6_96\m12 | F:\UPOD\Cell_DLE\CSV_files_raw_nieuwe_structuur\2014\sap6_96\m12\42710az96_dlext_20141205_3927_4226.csv | 300
v5 | Full | 3 | 42710az96_dlext_20141206_4227_4336.csv | F:\UPOD\Cell_DLE\CSV_files_raw_nieuwe_structuur\2014\sap6_96\m12 | F:\UPOD\Cell_DLE\CSV_files_raw_nieuwe_structuur\2014\sap6_96\m12\42710az96_dlext_20141206_4227_4336.csv | 110
v5 | Full | 3 | 42710az96_dlext_20141207_4337_4449.csv | F:\UPOD\Cell_DLE\CSV_files_raw_nieuwe_structuur\2014\sap6_96\m12 | F:\UPOD\Cell_DLE\CSV_files_raw_nieuwe_structuur\2014\sap6_96\m12\42710az96_dlext_20141207_4337_4449.csv | 113
v5 | Full | 3 | 42710az96_dlext_20141208_4450_4815.csv | F:\UPOD\Cell_DLE\CSV_files_raw_nieuwe_structuur\2014\sap6_96\m12 | F:\UPOD\Cell_DLE\CSV_files_raw_nieuwe_structuur\2014\sap6_96\m12\42710az96_dlext_20141208_4450_4815.csv | 366
v5 | Full | 3 | 42710az96_dlext_20141209_4816_5172.csv | F:\UPOD\Cell_DLE\CSV_files_raw_nieuwe_structuur\2014\sap6_96\m12 | F:\UPOD\Cell_DLE\CSV_files_raw_nieuwe_structuur\2014\sap6_96\m12\42710az96_dlext_20141209_4816_5172.csv | 357
v5 | Full | 3 | 42710az96_dlext_20141210_5173_5476.csv | F:\UPOD\Cell_DLE\CSV_files_raw_nieuwe_structuur\2014\sap6_96\m12 | F:\UPOD\Cell_DLE\CSV_files_raw_nieuwe_structuur\2014\sap6_96\m12\42710az96_dlext_20141210_5173_5476.csv | 304
v5 | Full | 3 | 42710az96_dlext_20141211_5477_5810.csv | F:\UPOD\Cell_DLE\CSV_files_raw_nieuwe_structuur\2014\sap6_96\m12 | F:\UPOD\Cell_DLE\CSV_files_raw_nieuwe_structuur\2014\sap6_96\m12\42710az96_dlext_20141211_5477_5810.csv | 334
v5 | Full | 3 | 42710az96_dlext_20141212_5811_6154.csv | F:\UPOD\Cell_DLE\CSV_files_raw_nieuwe_structuur\2014\sap6_96\m12 | F:\UPOD\Cell_DLE\CSV_files_raw_nieuwe_structuur\2014\sap6_96\m12\42710az96_dlext_20141212_5811_6154.csv | 344
v5 | Full | 3 | 42710az96_dlext_20141213_6155_6266.csv | F:\UPOD\Cell_DLE\CSV_files_raw_nieuwe_structuur\2014\sap6_96\m12 | F:\UPOD\Cell_DLE\CSV_files_raw_nieuwe_structuur\2014\sap6_96\m12\42710az96_dlext_20141213_6155_6266.csv | 112
v5 | Full | 3 | 42710az96_dlext_20141214_6267_6366.csv | F:\UPOD\Cell_DLE\CSV_files_raw_nieuwe_structuur\2014\sap6_96\m12 | F:\UPOD\Cell_DLE\CSV_files_raw_nieuwe_structuur\2014\sap6_96\m12\42710az96_dlext_20141214_6267_6366.csv | 100
v5 | Full | 3 | 42710az96_dlext_20141215_6367_6721.csv | F:\UPOD\Cell_DLE\CSV_files_raw_nieuwe_structuur\2014\sap6_96\m12 | F:\UPOD\Cell_DLE\CSV_files_raw_nieuwe_structuur\2014\sap6_96\m12\42710az96_dlext_20141215_6367_6721.csv | 355
v5 | Full | 3 | 42710az96_dlext_20141216_6722_7046.csv | F:\UPOD\Cell_DLE\CSV_files_raw_nieuwe_structuur\2014\sap6_96\m12 | F:\UPOD\Cell_DLE\CSV_files_raw_nieuwe_structuur\2014\sap6_96\m12\42710az96_dlext_20141216_6722_7046.csv | 325
v5 | Full | 3 | 42710az96_dlext_20141217_7047_7349.csv | F:\UPOD\Cell_DLE\CSV_files_raw_nieuwe_structuur\2014\sap6_96\m12 | F:\UPOD\Cell_DLE\CSV_files_raw_nieuwe_structuur\2014\sap6_96\m12\42710az96_dlext_20141217_7047_7349.csv | 303
v5 | Full | 3 | 42710az96_dlext_20141218_7350_7732.csv | F:\UPOD\Cell_DLE\CSV_files_raw_nieuwe_structuur\2014\sap6_96\m12 | F:\UPOD\Cell_DLE\CSV_files_raw_nieuwe_structuur\2014\sap6_96\m12\42710az96_dlext_20141218_7350_7732.csv | 383
v5 | Full | 3 | 42710az96_dlext_20141219_7733_8018.csv | F:\UPOD\Cell_DLE\CSV_files_raw_nieuwe_structuur\2014\sap6_96\m12 | F:\UPOD\Cell_DLE\CSV_files_raw_nieuwe_structuur\2014\sap6_96\m12\42710az96_dlext_20141219_7733_8018.csv | 286
v5 | Full | 3 | 42710az96_dlext_20141220_8019_8160.csv | F:\UPOD\Cell_DLE\CSV_files_raw_nieuwe_structuur\2014\sap6_96\m12 | F:\UPOD\Cell_DLE\CSV_files_raw_nieuwe_structuur\2014\sap6_96\m12\42710az96_dlext_20141220_8019_8160.csv | 142
v5 | Full | 3 | 42710az96_dlext_20141221_8161_8296.csv | F:\UPOD\Cell_DLE\CSV_files_raw_nieuwe_structuur\2014\sap6_96\m12 | F:\UPOD\Cell_DLE\CSV_files_raw_nieuwe_structuur\2014\sap6_96\m12\42710az96_dlext_20141221_8161_8296.csv | 136
v5 | Full | 3 | 42710az96_dlext_20141222_8297_8639.csv | F:\UPOD\Cell_DLE\CSV_files_raw_nieuwe_structuur\2014\sap6_96\m12 | F:\UPOD\Cell_DLE\CSV_files_raw_nieuwe_structuur\2014\sap6_96\m12\42710az96_dlext_20141222_8297_8639.csv | 343
v5 | Full | 3 | 42710az96_dlext_20141223_8640_9006.csv | F:\UPOD\Cell_DLE\CSV_files_raw_nieuwe_structuur\2014\sap6_96\m12 | F:\UPOD\Cell_DLE\CSV_files_raw_nieuwe_structuur\2014\sap6_96\m12\42710az96_dlext_20141223_8640_9006.csv | 367
v5 | Full | 3 | 42710az96_dlext_20141224_9007_9265.csv | F:\UPOD\Cell_DLE\CSV_files_raw_nieuwe_structuur\2014\sap6_96\m12 | F:\UPOD\Cell_DLE\CSV_files_raw_nieuwe_structuur\2014\sap6_96\m12\42710az96_dlext_20141224_9007_9265.csv | 259
v5 | Full | 3 | 42710az96_dlext_20141225_9266_9353.csv | F:\UPOD\Cell_DLE\CSV_files_raw_nieuwe_structuur\2014\sap6_96\m12 | F:\UPOD\Cell_DLE\CSV_files_raw_nieuwe_structuur\2014\sap6_96\m12\42710az96_dlext_20141225_9266_9353.csv | 88
v5 | Full | 3 | 42710az96_dlext_20141226_9354_9471.csv | F:\UPOD\Cell_DLE\CSV_files_raw_nieuwe_structuur\2014\sap6_96\m12 | F:\UPOD\Cell_DLE\CSV_files_raw_nieuwe_structuur\2014\sap6_96\m12\42710az96_dlext_20141226_9354_9471.csv | 118
v5 | Full | 3 | 42710az96_dlext_20141227_9472_9570.csv | F:\UPOD\Cell_DLE\CSV_files_raw_nieuwe_structuur\2014\sap6_96\m12 | F:\UPOD\Cell_DLE\CSV_files_raw_nieuwe_structuur\2014\sap6_96\m12\42710az96_dlext_20141227_9472_9570.csv | 99
v5 | Full | 3 | 42710az96_dlext_20141228_9571_9639.csv | F:\UPOD\Cell_DLE\CSV_files_raw_nieuwe_structuur\2014\sap6_96\m12 | F:\UPOD\Cell_DLE\CSV_files_raw_nieuwe_structuur\2014\sap6_96\m12\42710az96_dlext_20141228_9571_9639.csv | 69
v5 | Full | 3 | 42710az96_dlext_20141229_9640_9909.csv | F:\UPOD\Cell_DLE\CSV_files_raw_nieuwe_structuur\2014\sap6_96\m12 | F:\UPOD\Cell_DLE\CSV_files_raw_nieuwe_structuur\2014\sap6_96\m12\42710az96_dlext_20141229_9640_9909.csv | 270
v5 | Full | 3 | 42710az96_dlext_20141230_9910_0158.csv | F:\UPOD\Cell_DLE\CSV_files_raw_nieuwe_structuur\2014\sap6_96\m12 | F:\UPOD\Cell_DLE\CSV_files_raw_nieuwe_structuur\2014\sap6_96\m12\42710az96_dlext_20141230_9910_0158.csv | 249
v5 | Full | 3 | 42710az96_dlext_20141231_0159_0373.csv | F:\UPOD\Cell_DLE\CSV_files_raw_nieuwe_structuur\2014\sap6_96\m12 | F:\UPOD\Cell_DLE\CSV_files_raw_nieuwe_structuur\2014\sap6_96\m12\42710az96_dlext_20141231_0159_0373.csv | 215
v5 | Full | 3 | 42710az96_dlext_20150101_0374_0492.csv | F:\UPOD\Cell_DLE\CSV_files_raw_nieuwe_structuur\2015\sap6_96\m01 | F:\UPOD\Cell_DLE\CSV_files_raw_nieuwe_structuur\2015\sap6_96\m01\42710az96_dlext_20150101_0374_0492.csv | 119
v5 | Full | 3 | 42710az96_dlext_20150102_0493_0714.csv | F:\UPOD\Cell_DLE\CSV_files_raw_nieuwe_structuur\2015\sap6_96\m01 | F:\UPOD\Cell_DLE\CSV_files_raw_nieuwe_structuur\2015\sap6_96\m01\42710az96_dlext_20150102_0493_0714.csv | 222
v5 | Full | 3 | 42710az96_dlext_20150103_0715_0810.csv | F:\UPOD\Cell_DLE\CSV_files_raw_nieuwe_structuur\2015\sap6_96\m01 | F:\UPOD\Cell_DLE\CSV_files_raw_nieuwe_structuur\2015\sap6_96\m01\42710az96_dlext_20150103_0715_0810.csv | 96
v5 | Full | 3 | 42710az96_dlext_20150104_0811_0906.csv | F:\UPOD\Cell_DLE\CSV_files_raw_nieuwe_structuur\2015\sap6_96\m01 | F:\UPOD\Cell_DLE\CSV_files_raw_nieuwe_structuur\2015\sap6_96\m01\42710az96_dlext_20150104_0811_0906.csv | 96
v5 | Full | 3 | 42710az96_dlext_20150105_0907_1292.csv | F:\UPOD\Cell_DLE\CSV_files_raw_nieuwe_structuur\2015\sap6_96\m01 | F:\UPOD\Cell_DLE\CSV_files_raw_nieuwe_structuur\2015\sap6_96\m01\42710az96_dlext_20150105_0907_1292.csv | 386
v5 | Full | 3 | 42710az96_dlext_20150106_1293_1650.csv | F:\UPOD\Cell_DLE\CSV_files_raw_nieuwe_structuur\2015\sap6_96\m01 | F:\UPOD\Cell_DLE\CSV_files_raw_nieuwe_structuur\2015\sap6_96\m01\42710az96_dlext_20150106_1293_1650.csv | 358
v5 | Full | 3 | 42710az96_dlext_20150107_1651_1951.csv | F:\UPOD\Cell_DLE\CSV_files_raw_nieuwe_structuur\2015\sap6_96\m01 | F:\UPOD\Cell_DLE\CSV_files_raw_nieuwe_structuur\2015\sap6_96\m01\42710az96_dlext_20150107_1651_1951.csv | 301
v5 | Full | 3 | 42710az96_dlext_20150108_1952_2362.csv | F:\UPOD\Cell_DLE\CSV_files_raw_nieuwe_structuur\2015\sap6_96\m01 | F:\UPOD\Cell_DLE\CSV_files_raw_nieuwe_structuur\2015\sap6_96\m01\42710az96_dlext_20150108_1952_2362.csv | 411
v5 | Full | 3 | 42710az96_dlext_20150109_2363_2628.csv | F:\UPOD\Cell_DLE\CSV_files_raw_nieuwe_structuur\2015\sap6_96\m01 | F:\UPOD\Cell_DLE\CSV_files_raw_nieuwe_structuur\2015\sap6_96\m01\42710az96_dlext_20150109_2363_2628.csv | 266
v5 | Full | 3 | 42710az96_dlext_20150110_2629_2760.csv | F:\UPOD\Cell_DLE\CSV_files_raw_nieuwe_structuur\2015\sap6_96\m01 | F:\UPOD\Cell_DLE\CSV_files_raw_nieuwe_structuur\2015\sap6_96\m01\42710az96_dlext_20150110_2629_2760.csv | 132
v5 | Full | 3 | 42710az96_dlext_20150111_2761_2861.csv | F:\UPOD\Cell_DLE\CSV_files_raw_nieuwe_structuur\2015\sap6_96\m01 | F:\UPOD\Cell_DLE\CSV_files_raw_nieuwe_structuur\2015\sap6_96\m01\42710az96_dlext_20150111_2761_2861.csv | 101
v5 | Full | 3 | 42710az96_dlext_20150112_2862_3146.csv | F:\UPOD\Cell_DLE\CSV_files_raw_nieuwe_structuur\2015\sap6_96\m01 | F:\UPOD\Cell_DLE\CSV_files_raw_nieuwe_structuur\2015\sap6_96\m01\42710az96_dlext_20150112_2862_3146.csv | 285
v5 | Full | 3 | 42710az96_dlext_20150113_3147_3452.csv | F:\UPOD\Cell_DLE\CSV_files_raw_nieuwe_structuur\2015\sap6_96\m01 | F:\UPOD\Cell_DLE\CSV_files_raw_nieuwe_structuur\2015\sap6_96\m01\42710az96_dlext_20150113_3147_3452.csv | 306
v5 | Full | 3 | 42710az96_dlext_20150114_3453_3538.csv | F:\UPOD\Cell_DLE\CSV_files_raw_nieuwe_structuur\2015\sap6_96\m01 | F:\UPOD\Cell_DLE\CSV_files_raw_nieuwe_structuur\2015\sap6_96\m01\42710az96_dlext_20150114_3453_3538.csv | 86
v5 | Full | 3 | 42710az96_dlext_20150115_3539_3752.csv | F:\UPOD\Cell_DLE\CSV_files_raw_nieuwe_structuur\2015\sap6_96\m01 | F:\UPOD\Cell_DLE\CSV_files_raw_nieuwe_structuur\2015\sap6_96\m01\42710az96_dlext_20150115_3539_3752.csv | 214
v5 | Full | 3 | 42710az96_dlext_20150116_3753_4064.csv | F:\UPOD\Cell_DLE\CSV_files_raw_nieuwe_structuur\2015\sap6_96\m01 | F:\UPOD\Cell_DLE\CSV_files_raw_nieuwe_structuur\2015\sap6_96\m01\42710az96_dlext_20150116_3753_4064.csv | 312
v5 | Full | 3 | 42710az96_dlext_20150117_4065_4158.csv | F:\UPOD\Cell_DLE\CSV_files_raw_nieuwe_structuur\2015\sap6_96\m01 | F:\UPOD\Cell_DLE\CSV_files_raw_nieuwe_structuur\2015\sap6_96\m01\42710az96_dlext_20150117_4065_4158.csv | 94
v5 | Full | 3 | 42710az96_dlext_20150118_4159_4241.csv | F:\UPOD\Cell_DLE\CSV_files_raw_nieuwe_structuur\2015\sap6_96\m01 | F:\UPOD\Cell_DLE\CSV_files_raw_nieuwe_structuur\2015\sap6_96\m01\42710az96_dlext_20150118_4159_4241.csv | 83
v5 | Full | 3 | 42710az96_dlext_20150119_4242_4655.csv | F:\UPOD\Cell_DLE\CSV_files_raw_nieuwe_structuur\2015\sap6_96\m01 | F:\UPOD\Cell_DLE\CSV_files_raw_nieuwe_structuur\2015\sap6_96\m01\42710az96_dlext_20150119_4242_4655.csv | 414
v5 | Full | 3 | 42710az96_dlext_20150120_4656_5010.csv | F:\UPOD\Cell_DLE\CSV_files_raw_nieuwe_structuur\2015\sap6_96\m01 | F:\UPOD\Cell_DLE\CSV_files_raw_nieuwe_structuur\2015\sap6_96\m01\42710az96_dlext_20150120_4656_5010.csv | 355
v5 | Full | 3 | 42710az96_dlext_20150121_5011_5298.csv | F:\UPOD\Cell_DLE\CSV_files_raw_nieuwe_structuur\2015\sap6_96\m01 | F:\UPOD\Cell_DLE\CSV_files_raw_nieuwe_structuur\2015\sap6_96\m01\42710az96_dlext_20150121_5011_5298.csv | 288
v5 | Full | 3 | 42710az96_dlext_20150122_5299_5687.csv | F:\UPOD\Cell_DLE\CSV_files_raw_nieuwe_structuur\2015\sap6_96\m01 | F:\UPOD\Cell_DLE\CSV_files_raw_nieuwe_structuur\2015\sap6_96\m01\42710az96_dlext_20150122_5299_5687.csv | 389
v5 | Full | 3 | 42710az96_dlext_20150123_5688_5986.csv | F:\UPOD\Cell_DLE\CSV_files_raw_nieuwe_structuur\2015\sap6_96\m01 | F:\UPOD\Cell_DLE\CSV_files_raw_nieuwe_structuur\2015\sap6_96\m01\42710az96_dlext_20150123_5688_5986.csv | 299
v5 | Full | 3 | 42710az96_dlext_20150124_5987_6092.csv | F:\UPOD\Cell_DLE\CSV_files_raw_nieuwe_structuur\2015\sap6_96\m01 | F:\UPOD\Cell_DLE\CSV_files_raw_nieuwe_structuur\2015\sap6_96\m01\42710az96_dlext_20150124_5987_6092.csv | 106
v5 | Full | 3 | 42710az96_dlext_20150125_6093_6155.csv | F:\UPOD\Cell_DLE\CSV_files_raw_nieuwe_structuur\2015\sap6_96\m01 | F:\UPOD\Cell_DLE\CSV_files_raw_nieuwe_structuur\2015\sap6_96\m01\42710az96_dlext_20150125_6093_6155.csv | 63
v5 | Full | 3 | 42710az96_dlext_20150126_6156_6482.csv | F:\UPOD\Cell_DLE\CSV_files_raw_nieuwe_structuur\2015\sap6_96\m01 | F:\UPOD\Cell_DLE\CSV_files_raw_nieuwe_structuur\2015\sap6_96\m01\42710az96_dlext_20150126_6156_6482.csv | 327
v5 | Full | 3 | 42710az96_dlext_20150127_6483_6720.csv | F:\UPOD\Cell_DLE\CSV_files_raw_nieuwe_structuur\2015\sap6_96\m01 | F:\UPOD\Cell_DLE\CSV_files_raw_nieuwe_structuur\2015\sap6_96\m01\42710az96_dlext_20150127_6483_6720.csv | 238
v5 | Full | 3 | 42710az96_dlext_20150128_6721_7045.csv | F:\UPOD\Cell_DLE\CSV_files_raw_nieuwe_structuur\2015\sap6_96\m01 | F:\UPOD\Cell_DLE\CSV_files_raw_nieuwe_structuur\2015\sap6_96\m01\42710az96_dlext_20150128_6721_7045.csv | 325
v5 | Full | 3 | 42710az96_dlext_20150129_7046_7358.csv | F:\UPOD\Cell_DLE\CSV_files_raw_nieuwe_structuur\2015\sap6_96\m01 | F:\UPOD\Cell_DLE\CSV_files_raw_nieuwe_structuur\2015\sap6_96\m01\42710az96_dlext_20150129_7046_7358.csv | 313
v5 | Full | 3 | 42710az96_dlext_20150130_7359_7627.csv | F:\UPOD\Cell_DLE\CSV_files_raw_nieuwe_structuur\2015\sap6_96\m01 | F:\UPOD\Cell_DLE\CSV_files_raw_nieuwe_structuur\2015\sap6_96\m01\42710az96_dlext_20150130_7359_7627.csv | 269
v5 | Full | 3 | 42710az96_dlext_20150131_7628_7746.csv | F:\UPOD\Cell_DLE\CSV_files_raw_nieuwe_structuur\2015\sap6_96\m01 | F:\UPOD\Cell_DLE\CSV_files_raw_nieuwe_structuur\2015\sap6_96\m01\42710az96_dlext_20150131_7628_7746.csv | 119
v5 | Full | 3 | 42710az96_dlext_20150201_7747_7916.csv | F:\UPOD\Cell_DLE\CSV_files_raw_nieuwe_structuur\2015\sap6_96\m02 | F:\UPOD\Cell_DLE\CSV_files_raw_nieuwe_structuur\2015\sap6_96\m02\42710az96_dlext_20150201_7747_7916.csv | 170
v5 | Full | 3 | 42710az96_dlext_20150202_7917_8369.csv | F:\UPOD\Cell_DLE\CSV_files_raw_nieuwe_structuur\2015\sap6_96\m02 | F:\UPOD\Cell_DLE\CSV_files_raw_nieuwe_structuur\2015\sap6_96\m02\42710az96_dlext_20150202_7917_8369.csv | 453
v5 | Full | 3 | 42710az96_dlext_20150203_8370_8700.csv | F:\UPOD\Cell_DLE\CSV_files_raw_nieuwe_structuur\2015\sap6_96\m02 | F:\UPOD\Cell_DLE\CSV_files_raw_nieuwe_structuur\2015\sap6_96\m02\42710az96_dlext_20150203_8370_8700.csv | 331
v5 | Full | 3 | 42710az96_dlext_20150204_8701_8973.csv | F:\UPOD\Cell_DLE\CSV_files_raw_nieuwe_structuur\2015\sap6_96\m02 | F:\UPOD\Cell_DLE\CSV_files_raw_nieuwe_structuur\2015\sap6_96\m02\42710az96_dlext_20150204_8701_8973.csv | 273
v5 | Full | 3 | 42710az96_dlext_20150205_8974_9341.csv | F:\UPOD\Cell_DLE\CSV_files_raw_nieuwe_structuur\2015\sap6_96\m02 | F:\UPOD\Cell_DLE\CSV_files_raw_nieuwe_structuur\2015\sap6_96\m02\42710az96_dlext_20150205_8974_9341.csv | 368
v5 | Full | 3 | 42710az96_dlext_20150206_9342_9572.csv | F:\UPOD\Cell_DLE\CSV_files_raw_nieuwe_structuur\2015\sap6_96\m02 | F:\UPOD\Cell_DLE\CSV_files_raw_nieuwe_structuur\2015\sap6_96\m02\42710az96_dlext_20150206_9342_9572.csv | 231
v5 | Full | 3 | 42710az96_dlext_20150207_9573_9688.csv | F:\UPOD\Cell_DLE\CSV_files_raw_nieuwe_structuur\2015\sap6_96\m02 | F:\UPOD\Cell_DLE\CSV_files_raw_nieuwe_structuur\2015\sap6_96\m02\42710az96_dlext_20150207_9573_9688.csv | 116
v5 | Full | 3 | 42710az96_dlext_20150208_9689_9784.csv | F:\UPOD\Cell_DLE\CSV_files_raw_nieuwe_structuur\2015\sap6_96\m02 | F:\UPOD\Cell_DLE\CSV_files_raw_nieuwe_structuur\2015\sap6_96\m02\42710az96_dlext_20150208_9689_9784.csv | 96
v5 | Full | 3 | 42710az96_dlext_20150209_9785_0142.csv | F:\UPOD\Cell_DLE\CSV_files_raw_nieuwe_structuur\2015\sap6_96\m02 | F:\UPOD\Cell_DLE\CSV_files_raw_nieuwe_structuur\2015\sap6_96\m02\42710az96_dlext_20150209_9785_0142.csv | 358
v5 | Full | 3 | 42710az96_dlext_20150210_0143_0438.csv | F:\UPOD\Cell_DLE\CSV_files_raw_nieuwe_structuur\2015\sap6_96\m02 | F:\UPOD\Cell_DLE\CSV_files_raw_nieuwe_structuur\2015\sap6_96\m02\42710az96_dlext_20150210_0143_0438.csv | 296
v5 | Full | 3 | 42710az96_dlext_20150211_0439_0763.csv | F:\UPOD\Cell_DLE\CSV_files_raw_nieuwe_structuur\2015\sap6_96\m02 | F:\UPOD\Cell_DLE\CSV_files_raw_nieuwe_structuur\2015\sap6_96\m02\42710az96_dlext_20150211_0439_0763.csv | 325
v5 | Full | 3 | 42710az96_dlext_20150212_0764_1078.csv | F:\UPOD\Cell_DLE\CSV_files_raw_nieuwe_structuur\2015\sap6_96\m02 | F:\UPOD\Cell_DLE\CSV_files_raw_nieuwe_structuur\2015\sap6_96\m02\42710az96_dlext_20150212_0764_1078.csv | 315
v5 | Full | 3 | 42710az96_dlext_20150213_1079_1429.csv | F:\UPOD\Cell_DLE\CSV_files_raw_nieuwe_structuur\2015\sap6_96\m02 | F:\UPOD\Cell_DLE\CSV_files_raw_nieuwe_structuur\2015\sap6_96\m02\42710az96_dlext_20150213_1079_1429.csv | 351
v5 | Full | 3 | 42710az96_dlext_20150214_1430_1565.csv | F:\UPOD\Cell_DLE\CSV_files_raw_nieuwe_structuur\2015\sap6_96\m02 | F:\UPOD\Cell_DLE\CSV_files_raw_nieuwe_structuur\2015\sap6_96\m02\42710az96_dlext_20150214_1430_1565.csv | 136
v5 | Full | 3 | 42710az96_dlext_20150215_1566_1692.csv | F:\UPOD\Cell_DLE\CSV_files_raw_nieuwe_structuur\2015\sap6_96\m02 | F:\UPOD\Cell_DLE\CSV_files_raw_nieuwe_structuur\2015\sap6_96\m02\42710az96_dlext_20150215_1566_1692.csv | 127
v5 | Full | 3 | 42710az96_dlext_20150216_1693_2087.csv | F:\UPOD\Cell_DLE\CSV_files_raw_nieuwe_structuur\2015\sap6_96\m02 | F:\UPOD\Cell_DLE\CSV_files_raw_nieuwe_structuur\2015\sap6_96\m02\42710az96_dlext_20150216_1693_2087.csv | 395
v5 | Full | 3 | 42710az96_dlext_20150217_2088_2388.csv | F:\UPOD\Cell_DLE\CSV_files_raw_nieuwe_structuur\2015\sap6_96\m02 | F:\UPOD\Cell_DLE\CSV_files_raw_nieuwe_structuur\2015\sap6_96\m02\42710az96_dlext_20150217_2088_2388.csv | 301
v5 | Full | 3 | 42710az96_dlext_20150218_2389_2692.csv | F:\UPOD\Cell_DLE\CSV_files_raw_nieuwe_structuur\2015\sap6_96\m02 | F:\UPOD\Cell_DLE\CSV_files_raw_nieuwe_structuur\2015\sap6_96\m02\42710az96_dlext_20150218_2389_2692.csv | 304
v5 | Full | 3 | 42710az96_dlext_20150219_2693_3069.csv | F:\UPOD\Cell_DLE\CSV_files_raw_nieuwe_structuur\2015\sap6_96\m02 | F:\UPOD\Cell_DLE\CSV_files_raw_nieuwe_structuur\2015\sap6_96\m02\42710az96_dlext_20150219_2693_3069.csv | 377
v5 | Full | 3 | 42710az96_dlext_20150220_3070_3320.csv | F:\UPOD\Cell_DLE\CSV_files_raw_nieuwe_structuur\2015\sap6_96\m02 | F:\UPOD\Cell_DLE\CSV_files_raw_nieuwe_structuur\2015\sap6_96\m02\42710az96_dlext_20150220_3070_3320.csv | 251
v5 | Full | 3 | 42710az96_dlext_20150221_3321_3425.csv | F:\UPOD\Cell_DLE\CSV_files_raw_nieuwe_structuur\2015\sap6_96\m02 | F:\UPOD\Cell_DLE\CSV_files_raw_nieuwe_structuur\2015\sap6_96\m02\42710az96_dlext_20150221_3321_3425.csv | 105
v5 | Full | 3 | 42710az96_dlext_20150222_3426_3504.csv | F:\UPOD\Cell_DLE\CSV_files_raw_nieuwe_structuur\2015\sap6_96\m02 | F:\UPOD\Cell_DLE\CSV_files_raw_nieuwe_structuur\2015\sap6_96\m02\42710az96_dlext_20150222_3426_3504.csv | 79
v5 | Full | 3 | 42710az96_dlext_20150223_3505_3801.csv | F:\UPOD\Cell_DLE\CSV_files_raw_nieuwe_structuur\2015\sap6_96\m02 | F:\UPOD\Cell_DLE\CSV_files_raw_nieuwe_structuur\2015\sap6_96\m02\42710az96_dlext_20150223_3505_3801.csv | 297
v5 | Full | 3 | 42710az96_dlext_20150224_3802_4116.csv | F:\UPOD\Cell_DLE\CSV_files_raw_nieuwe_structuur\2015\sap6_96\m02 | F:\UPOD\Cell_DLE\CSV_files_raw_nieuwe_structuur\2015\sap6_96\m02\42710az96_dlext_20150224_3802_4116.csv | 315
v5 | Full | 3 | 42710az96_dlext_20150225_4117_4398.csv | F:\UPOD\Cell_DLE\CSV_files_raw_nieuwe_structuur\2015\sap6_96\m02 | F:\UPOD\Cell_DLE\CSV_files_raw_nieuwe_structuur\2015\sap6_96\m02\42710az96_dlext_20150225_4117_4398.csv | 282
v5 | Full | 3 | 42710az96_dlext_20150226_4399_4666.csv | F:\UPOD\Cell_DLE\CSV_files_raw_nieuwe_structuur\2015\sap6_96\m02 | F:\UPOD\Cell_DLE\CSV_files_raw_nieuwe_structuur\2015\sap6_96\m02\42710az96_dlext_20150226_4399_4666.csv | 268
v5 | Full | 3 | 42710az96_dlext_20150227_4667_4876.csv | F:\UPOD\Cell_DLE\CSV_files_raw_nieuwe_structuur\2015\sap6_96\m02 | F:\UPOD\Cell_DLE\CSV_files_raw_nieuwe_structuur\2015\sap6_96\m02\42710az96_dlext_20150227_4667_4876.csv | 210
v5 | Full | 3 | 42710az96_dlext_20150228_4877_4984.csv | F:\UPOD\Cell_DLE\CSV_files_raw_nieuwe_structuur\2015\sap6_96\m02 | F:\UPOD\Cell_DLE\CSV_files_raw_nieuwe_structuur\2015\sap6_96\m02\42710az96_dlext_20150228_4877_4984.csv | 108
v5 | Full | 3 | 42710az96_dlext_20150301_4985_5099.csv | F:\UPOD\Cell_DLE\CSV_files_raw_nieuwe_structuur\2015\sap6_96\m03 | F:\UPOD\Cell_DLE\CSV_files_raw_nieuwe_structuur\2015\sap6_96\m03\42710az96_dlext_20150301_4985_5099.csv | 115
v5 | Full | 3 | 42710az96_dlext_20150302_5100_5645.csv | F:\UPOD\Cell_DLE\CSV_files_raw_nieuwe_structuur\2015\sap6_96\m03 | F:\UPOD\Cell_DLE\CSV_files_raw_nieuwe_structuur\2015\sap6_96\m03\42710az96_dlext_20150302_5100_5645.csv | 546
v5 | Full | 3 | 42710az96_dlext_20150303_5646_6050.csv | F:\UPOD\Cell_DLE\CSV_files_raw_nieuwe_structuur\2015\sap6_96\m03 | F:\UPOD\Cell_DLE\CSV_files_raw_nieuwe_structuur\2015\sap6_96\m03\42710az96_dlext_20150303_5646_6050.csv | 405
v5 | Full | 3 | 42710az96_dlext_20150304_6051_6402.csv | F:\UPOD\Cell_DLE\CSV_files_raw_nieuwe_structuur\2015\sap6_96\m03 | F:\UPOD\Cell_DLE\CSV_files_raw_nieuwe_structuur\2015\sap6_96\m03\42710az96_dlext_20150304_6051_6402.csv | 352
v5 | Full | 3 | 42710az96_dlext_20150305_6403_6730.csv | F:\UPOD\Cell_DLE\CSV_files_raw_nieuwe_structuur\2015\sap6_96\m03 | F:\UPOD\Cell_DLE\CSV_files_raw_nieuwe_structuur\2015\sap6_96\m03\42710az96_dlext_20150305_6403_6730.csv | 328
v5 | Full | 3 | 42710az96_dlext_20150306_6731_6996.csv | F:\UPOD\Cell_DLE\CSV_files_raw_nieuwe_structuur\2015\sap6_96\m03 | F:\UPOD\Cell_DLE\CSV_files_raw_nieuwe_structuur\2015\sap6_96\m03\42710az96_dlext_20150306_6731_6996.csv | 266
v5 | Full | 3 | 42710az96_dlext_20150307_6997_7077.csv | F:\UPOD\Cell_DLE\CSV_files_raw_nieuwe_structuur\2015\sap6_96\m03 | F:\UPOD\Cell_DLE\CSV_files_raw_nieuwe_structuur\2015\sap6_96\m03\42710az96_dlext_20150307_6997_7077.csv | 81
v5 | Full | 3 | 42710az96_dlext_20150308_7078_7183.csv | F:\UPOD\Cell_DLE\CSV_files_raw_nieuwe_structuur\2015\sap6_96\m03 | F:\UPOD\Cell_DLE\CSV_files_raw_nieuwe_structuur\2015\sap6_96\m03\42710az96_dlext_20150308_7078_7183.csv | 106
v5 | Full | 3 | 42710az96_dlext_20150309_7184_7551.csv | F:\UPOD\Cell_DLE\CSV_files_raw_nieuwe_structuur\2015\sap6_96\m03 | F:\UPOD\Cell_DLE\CSV_files_raw_nieuwe_structuur\2015\sap6_96\m03\42710az96_dlext_20150309_7184_7551.csv | 368
v5 | Full | 3 | 42710az96_dlext_20150310_7552_7851.csv | F:\UPOD\Cell_DLE\CSV_files_raw_nieuwe_structuur\2015\sap6_96\m03 | F:\UPOD\Cell_DLE\CSV_files_raw_nieuwe_structuur\2015\sap6_96\m03\42710az96_dlext_20150310_7552_7851.csv | 300
v5 | Full | 3 | 42710az96_dlext_20150311_7852_8143.csv | F:\UPOD\Cell_DLE\CSV_files_raw_nieuwe_structuur\2015\sap6_96\m03 | F:\UPOD\Cell_DLE\CSV_files_raw_nieuwe_structuur\2015\sap6_96\m03\42710az96_dlext_20150311_7852_8143.csv | 292
v5 | Full | 3 | 42710az96_dlext_20150312_8144_8542.csv | F:\UPOD\Cell_DLE\CSV_files_raw_nieuwe_structuur\2015\sap6_96\m03 | F:\UPOD\Cell_DLE\CSV_files_raw_nieuwe_structuur\2015\sap6_96\m03\42710az96_dlext_20150312_8144_8542.csv | 399
v5 | Full | 3 | 42710az96_dlext_20150313_8543_8838.csv | F:\UPOD\Cell_DLE\CSV_files_raw_nieuwe_structuur\2015\sap6_96\m03 | F:\UPOD\Cell_DLE\CSV_files_raw_nieuwe_structuur\2015\sap6_96\m03\42710az96_dlext_20150313_8543_8838.csv | 296
v5 | Full | 3 | 42710az96_dlext_20150314_8839_8954.csv | F:\UPOD\Cell_DLE\CSV_files_raw_nieuwe_structuur\2015\sap6_96\m03 | F:\UPOD\Cell_DLE\CSV_files_raw_nieuwe_structuur\2015\sap6_96\m03\42710az96_dlext_20150314_8839_8954.csv | 116
v5 | Full | 3 | 42710az96_dlext_20150315_8955_9025.csv | F:\UPOD\Cell_DLE\CSV_files_raw_nieuwe_structuur\2015\sap6_96\m03 | F:\UPOD\Cell_DLE\CSV_files_raw_nieuwe_structuur\2015\sap6_96\m03\42710az96_dlext_20150315_8955_9025.csv | 71
v5 | Full | 3 | 42710az96_dlext_20150316_9026_9393.csv | F:\UPOD\Cell_DLE\CSV_files_raw_nieuwe_structuur\2015\sap6_96\m03 | F:\UPOD\Cell_DLE\CSV_files_raw_nieuwe_structuur\2015\sap6_96\m03\42710az96_dlext_20150316_9026_9393.csv | 368
v5 | Full | 3 | 42710az96_dlext_20150317_9394_9729.csv | F:\UPOD\Cell_DLE\CSV_files_raw_nieuwe_structuur\2015\sap6_96\m03 | F:\UPOD\Cell_DLE\CSV_files_raw_nieuwe_structuur\2015\sap6_96\m03\42710az96_dlext_20150317_9394_9729.csv | 336
v5 | Full | 3 | 42710az96_dlext_20150318_9730_0002.csv | F:\UPOD\Cell_DLE\CSV_files_raw_nieuwe_structuur\2015\sap6_96\m03 | F:\UPOD\Cell_DLE\CSV_files_raw_nieuwe_structuur\2015\sap6_96\m03\42710az96_dlext_20150318_9730_0002.csv | 273
v5 | Full | 3 | 42710az96_dlext_20150319_0003_0200.csv | F:\UPOD\Cell_DLE\CSV_files_raw_nieuwe_structuur\2015\sap6_96\m03 | F:\UPOD\Cell_DLE\CSV_files_raw_nieuwe_structuur\2015\sap6_96\m03\42710az96_dlext_20150319_0003_0200.csv | 198
v5 | Full | 3 | 42710az96_dlext_20150320_0201_0454.csv | F:\UPOD\Cell_DLE\CSV_files_raw_nieuwe_structuur\2015\sap6_96\m03 | F:\UPOD\Cell_DLE\CSV_files_raw_nieuwe_structuur\2015\sap6_96\m03\42710az96_dlext_20150320_0201_0454.csv | 254
v5 | Full | 3 | 42710az96_dlext_20150321_0455_0550.csv | F:\UPOD\Cell_DLE\CSV_files_raw_nieuwe_structuur\2015\sap6_96\m03 | F:\UPOD\Cell_DLE\CSV_files_raw_nieuwe_structuur\2015\sap6_96\m03\42710az96_dlext_20150321_0455_0550.csv | 96
v5 | Full | 3 | 42710az96_dlext_20150322_0551_0684.csv | F:\UPOD\Cell_DLE\CSV_files_raw_nieuwe_structuur\2015\sap6_96\m03 | F:\UPOD\Cell_DLE\CSV_files_raw_nieuwe_structuur\2015\sap6_96\m03\42710az96_dlext_20150322_0551_0684.csv | 134
v5 | Full | 3 | 42710az96_dlext_20150323_0685_1023.csv | F:\UPOD\Cell_DLE\CSV_files_raw_nieuwe_structuur\2015\sap6_96\m03 | F:\UPOD\Cell_DLE\CSV_files_raw_nieuwe_structuur\2015\sap6_96\m03\42710az96_dlext_20150323_0685_1023.csv | 339
v5 | Full | 3 | 42710az96_dlext_20150324_1024_1355.csv | F:\UPOD\Cell_DLE\CSV_files_raw_nieuwe_structuur\2015\sap6_96\m03 | F:\UPOD\Cell_DLE\CSV_files_raw_nieuwe_structuur\2015\sap6_96\m03\42710az96_dlext_20150324_1024_1355.csv | 332
v5 | Full | 3 | 42710az96_dlext_20150325_1356_1639.csv | F:\UPOD\Cell_DLE\CSV_files_raw_nieuwe_structuur\2015\sap6_96\m03 | F:\UPOD\Cell_DLE\CSV_files_raw_nieuwe_structuur\2015\sap6_96\m03\42710az96_dlext_20150325_1356_1639.csv | 284
v5 | Full | 3 | 42710az96_dlext_20150326_1640_2013.csv | F:\UPOD\Cell_DLE\CSV_files_raw_nieuwe_structuur\2015\sap6_96\m03 | F:\UPOD\Cell_DLE\CSV_files_raw_nieuwe_structuur\2015\sap6_96\m03\42710az96_dlext_20150326_1640_2013.csv | 374
v5 | Full | 3 | 42710az96_dlext_20150327_2014_2318.csv | F:\UPOD\Cell_DLE\CSV_files_raw_nieuwe_structuur\2015\sap6_96\m03 | F:\UPOD\Cell_DLE\CSV_files_raw_nieuwe_structuur\2015\sap6_96\m03\42710az96_dlext_20150327_2014_2318.csv | 305
v5 | Full | 3 | 42710az96_dlext_20150328_2319_2418.csv | F:\UPOD\Cell_DLE\CSV_files_raw_nieuwe_structuur\2015\sap6_96\m03 | F:\UPOD\Cell_DLE\CSV_files_raw_nieuwe_structuur\2015\sap6_96\m03\42710az96_dlext_20150328_2319_2418.csv | 100
v5 | Full | 3 | 42710az96_dlext_20150329_2419_2536.csv | F:\UPOD\Cell_DLE\CSV_files_raw_nieuwe_structuur\2015\sap6_96\m03 | F:\UPOD\Cell_DLE\CSV_files_raw_nieuwe_structuur\2015\sap6_96\m03\42710az96_dlext_20150329_2419_2536.csv | 118
v5 | Full | 3 | 42710az96_dlext_20150330_2537_2919.csv | F:\UPOD\Cell_DLE\CSV_files_raw_nieuwe_structuur\2015\sap6_96\m03 | F:\UPOD\Cell_DLE\CSV_files_raw_nieuwe_structuur\2015\sap6_96\m03\42710az96_dlext_20150330_2537_2919.csv | 383
v5 | Full | 3 | 42710az96_dlext_20150331_2920_3247.csv | F:\UPOD\Cell_DLE\CSV_files_raw_nieuwe_structuur\2015\sap6_96\m03 | F:\UPOD\Cell_DLE\CSV_files_raw_nieuwe_structuur\2015\sap6_96\m03\42710az96_dlext_20150331_2920_3247.csv | 328
v5 | Full | 3 | 42710az96_dlext_20150401_3248_3554.csv | F:\UPOD\Cell_DLE\CSV_files_raw_nieuwe_structuur\2015\sap6_96\m04 | F:\UPOD\Cell_DLE\CSV_files_raw_nieuwe_structuur\2015\sap6_96\m04\42710az96_dlext_20150401_3248_3554.csv | 307
v5 | Full | 3 | 42710az96_dlext_20150402_3555_3940.csv | F:\UPOD\Cell_DLE\CSV_files_raw_nieuwe_structuur\2015\sap6_96\m04 | F:\UPOD\Cell_DLE\CSV_files_raw_nieuwe_structuur\2015\sap6_96\m04\42710az96_dlext_20150402_3555_3940.csv | 386
v5 | Full | 3 | 42710az96_dlext_20150403_3941_4106.csv | F:\UPOD\Cell_DLE\CSV_files_raw_nieuwe_structuur\2015\sap6_96\m04 | F:\UPOD\Cell_DLE\CSV_files_raw_nieuwe_structuur\2015\sap6_96\m04\42710az96_dlext_20150403_3941_4106.csv | 166
v5 | Full | 3 | 42710az96_dlext_20150404_4107_4217.csv | F:\UPOD\Cell_DLE\CSV_files_raw_nieuwe_structuur\2015\sap6_96\m04 | F:\UPOD\Cell_DLE\CSV_files_raw_nieuwe_structuur\2015\sap6_96\m04\42710az96_dlext_20150404_4107_4217.csv | 111
v5 | Full | 3 | 42710az96_dlext_20150405_4218_4301.csv | F:\UPOD\Cell_DLE\CSV_files_raw_nieuwe_structuur\2015\sap6_96\m04 | F:\UPOD\Cell_DLE\CSV_files_raw_nieuwe_structuur\2015\sap6_96\m04\42710az96_dlext_20150405_4218_4301.csv | 84
v5 | Full | 3 | 42710az96_dlext_20150406_4302_4432.csv | F:\UPOD\Cell_DLE\CSV_files_raw_nieuwe_structuur\2015\sap6_96\m04 | F:\UPOD\Cell_DLE\CSV_files_raw_nieuwe_structuur\2015\sap6_96\m04\42710az96_dlext_20150406_4302_4432.csv | 131
v5 | Full | 3 | 42710az96_dlext_20150407_4433_4769.csv | F:\UPOD\Cell_DLE\CSV_files_raw_nieuwe_structuur\2015\sap6_96\m04 | F:\UPOD\Cell_DLE\CSV_files_raw_nieuwe_structuur\2015\sap6_96\m04\42710az96_dlext_20150407_4433_4769.csv | 337
v5 | Full | 3 | 42710az96_dlext_20150408_4770_5059.csv | F:\UPOD\Cell_DLE\CSV_files_raw_nieuwe_structuur\2015\sap6_96\m04 | F:\UPOD\Cell_DLE\CSV_files_raw_nieuwe_structuur\2015\sap6_96\m04\42710az96_dlext_20150408_4770_5059.csv | 290
v5 | Full | 3 | 42710az96_dlext_20150409_5060_5503.csv | F:\UPOD\Cell_DLE\CSV_files_raw_nieuwe_structuur\2015\sap6_96\m04 | F:\UPOD\Cell_DLE\CSV_files_raw_nieuwe_structuur\2015\sap6_96\m04\42710az96_dlext_20150409_5060_5503.csv | 444
v5 | Full | 3 | 42710az96_dlext_20150410_5504_5847.csv | F:\UPOD\Cell_DLE\CSV_files_raw_nieuwe_structuur\2015\sap6_96\m04 | F:\UPOD\Cell_DLE\CSV_files_raw_nieuwe_structuur\2015\sap6_96\m04\42710az96_dlext_20150410_5504_5847.csv | 344
v5 | Full | 3 | 42710az96_dlext_20150411_5848_5963.csv | F:\UPOD\Cell_DLE\CSV_files_raw_nieuwe_structuur\2015\sap6_96\m04 | F:\UPOD\Cell_DLE\CSV_files_raw_nieuwe_structuur\2015\sap6_96\m04\42710az96_dlext_20150411_5848_5963.csv | 116
v5 | Full | 3 | 42710az96_dlext_20150412_5964_6050.csv | F:\UPOD\Cell_DLE\CSV_files_raw_nieuwe_structuur\2015\sap6_96\m04 | F:\UPOD\Cell_DLE\CSV_files_raw_nieuwe_structuur\2015\sap6_96\m04\42710az96_dlext_20150412_5964_6050.csv | 87
v5 | Full | 3 | 42710az96_dlext_20150413_6051_6418.csv | F:\UPOD\Cell_DLE\CSV_files_raw_nieuwe_structuur\2015\sap6_96\m04 | F:\UPOD\Cell_DLE\CSV_files_raw_nieuwe_structuur\2015\sap6_96\m04\42710az96_dlext_20150413_6051_6418.csv | 368
v5 | Full | 3 | 42710az96_dlext_20150414_6419_6797.csv | F:\UPOD\Cell_DLE\CSV_files_raw_nieuwe_structuur\2015\sap6_96\m04 | F:\UPOD\Cell_DLE\CSV_files_raw_nieuwe_structuur\2015\sap6_96\m04\42710az96_dlext_20150414_6419_6797.csv | 379
v5 | Full | 3 | 42710az96_dlext_20150415_6798_7167.csv | F:\UPOD\Cell_DLE\CSV_files_raw_nieuwe_structuur\2015\sap6_96\m04 | F:\UPOD\Cell_DLE\CSV_files_raw_nieuwe_structuur\2015\sap6_96\m04\42710az96_dlext_20150415_6798_7167.csv | 370
v5 | Full | 3 | 42710az96_dlext_20150416_7168_7634.csv | F:\UPOD\Cell_DLE\CSV_files_raw_nieuwe_structuur\2015\sap6_96\m04 | F:\UPOD\Cell_DLE\CSV_files_raw_nieuwe_structuur\2015\sap6_96\m04\42710az96_dlext_20150416_7168_7634.csv | 467
v5 | Full | 3 | 42710az96_dlext_20150417_7635_7913.csv | F:\UPOD\Cell_DLE\CSV_files_raw_nieuwe_structuur\2015\sap6_96\m04 | F:\UPOD\Cell_DLE\CSV_files_raw_nieuwe_structuur\2015\sap6_96\m04\42710az96_dlext_20150417_7635_7913.csv | 279
v5 | Full | 3 | 42710az96_dlext_20150418_7914_8034.csv | F:\UPOD\Cell_DLE\CSV_files_raw_nieuwe_structuur\2015\sap6_96\m04 | F:\UPOD\Cell_DLE\CSV_files_raw_nieuwe_structuur\2015\sap6_96\m04\42710az96_dlext_20150418_7914_8034.csv | 121
v5 | Full | 3 | 42710az96_dlext_20150419_8035_8153.csv | F:\UPOD\Cell_DLE\CSV_files_raw_nieuwe_structuur\2015\sap6_96\m04 | F:\UPOD\Cell_DLE\CSV_files_raw_nieuwe_structuur\2015\sap6_96\m04\42710az96_dlext_20150419_8035_8153.csv | 119
v5 | Full | 3 | 42710az96_dlext_20150420_8154_8566.csv | F:\UPOD\Cell_DLE\CSV_files_raw_nieuwe_structuur\2015\sap6_96\m04 | F:\UPOD\Cell_DLE\CSV_files_raw_nieuwe_structuur\2015\sap6_96\m04\42710az96_dlext_20150420_8154_8566.csv | 413
v5 | Full | 3 | 42710az96_dlext_20150421_8567_8834.csv | F:\UPOD\Cell_DLE\CSV_files_raw_nieuwe_structuur\2015\sap6_96\m04 | F:\UPOD\Cell_DLE\CSV_files_raw_nieuwe_structuur\2015\sap6_96\m04\42710az96_dlext_20150421_8567_8834.csv | 268
v5 | Full | 3 | 42710az96_dlext_20150422_8835_9164.csv | F:\UPOD\Cell_DLE\CSV_files_raw_nieuwe_structuur\2015\sap6_96\m04 | F:\UPOD\Cell_DLE\CSV_files_raw_nieuwe_structuur\2015\sap6_96\m04\42710az96_dlext_20150422_8835_9164.csv | 330
v5 | Full | 3 | 42710az96_dlext_20150423_9165_9482.csv | F:\UPOD\Cell_DLE\CSV_files_raw_nieuwe_structuur\2015\sap6_96\m04 | F:\UPOD\Cell_DLE\CSV_files_raw_nieuwe_structuur\2015\sap6_96\m04\42710az96_dlext_20150423_9165_9482.csv | 318
v5 | Full | 3 | 42710az96_dlext_20150424_9483_9723.csv | F:\UPOD\Cell_DLE\CSV_files_raw_nieuwe_structuur\2015\sap6_96\m04 | F:\UPOD\Cell_DLE\CSV_files_raw_nieuwe_structuur\2015\sap6_96\m04\42710az96_dlext_20150424_9483_9723.csv | 241
v5 | Full | 3 | 42710az96_dlext_20150425_9724_9792.csv | F:\UPOD\Cell_DLE\CSV_files_raw_nieuwe_structuur\2015\sap6_96\m04 | F:\UPOD\Cell_DLE\CSV_files_raw_nieuwe_structuur\2015\sap6_96\m04\42710az96_dlext_20150425_9724_9792.csv | 69
v5 | Full | 3 | 42710az96_dlext_20150426_9793_9917.csv | F:\UPOD\Cell_DLE\CSV_files_raw_nieuwe_structuur\2015\sap6_96\m04 | F:\UPOD\Cell_DLE\CSV_files_raw_nieuwe_structuur\2015\sap6_96\m04\42710az96_dlext_20150426_9793_9917.csv | 125
v5 | Full | 3 | 42710az96_dlext_20150427_9918_0027.csv | F:\UPOD\Cell_DLE\CSV_files_raw_nieuwe_structuur\2015\sap6_96\m04 | F:\UPOD\Cell_DLE\CSV_files_raw_nieuwe_structuur\2015\sap6_96\m04\42710az96_dlext_20150427_9918_0027.csv | 110
v5 | Full | 3 | 42710az96_dlext_20150428_0028_0424.csv | F:\UPOD\Cell_DLE\CSV_files_raw_nieuwe_structuur\2015\sap6_96\m04 | F:\UPOD\Cell_DLE\CSV_files_raw_nieuwe_structuur\2015\sap6_96\m04\42710az96_dlext_20150428_0028_0424.csv | 397
v5 | Full | 3 | 42710az96_dlext_20150429_0425_0796.csv | F:\UPOD\Cell_DLE\CSV_files_raw_nieuwe_structuur\2015\sap6_96\m04 | F:\UPOD\Cell_DLE\CSV_files_raw_nieuwe_structuur\2015\sap6_96\m04\42710az96_dlext_20150429_0425_0796.csv | 372
v5 | Full | 3 | 42710az96_dlext_20150430_0797_1010.csv | F:\UPOD\Cell_DLE\CSV_files_raw_nieuwe_structuur\2015\sap6_96\m04 | F:\UPOD\Cell_DLE\CSV_files_raw_nieuwe_structuur\2015\sap6_96\m04\42710az96_dlext_20150430_0797_1010.csv | 214
v5 | Full | 3 | 42710az96_dlext_20150501_1011_1279.csv | F:\UPOD\Cell_DLE\CSV_files_raw_nieuwe_structuur\2015\sap6_96\m05 | F:\UPOD\Cell_DLE\CSV_files_raw_nieuwe_structuur\2015\sap6_96\m05\42710az96_dlext_20150501_1011_1279.csv | 269
v5 | Full | 3 | 42710az96_dlext_20150502_1280_1376.csv | F:\UPOD\Cell_DLE\CSV_files_raw_nieuwe_structuur\2015\sap6_96\m05 | F:\UPOD\Cell_DLE\CSV_files_raw_nieuwe_structuur\2015\sap6_96\m05\42710az96_dlext_20150502_1280_1376.csv | 97
v5 | Full | 3 | 42710az96_dlext_20150503_1377_1483.csv | F:\UPOD\Cell_DLE\CSV_files_raw_nieuwe_structuur\2015\sap6_96\m05 | F:\UPOD\Cell_DLE\CSV_files_raw_nieuwe_structuur\2015\sap6_96\m05\42710az96_dlext_20150503_1377_1483.csv | 107
v5 | Full | 3 | 42710az96_dlext_20150504_1484_1821.csv | F:\UPOD\Cell_DLE\CSV_files_raw_nieuwe_structuur\2015\sap6_96\m05 | F:\UPOD\Cell_DLE\CSV_files_raw_nieuwe_structuur\2015\sap6_96\m05\42710az96_dlext_20150504_1484_1821.csv | 338
v5 | Full | 3 | 42710az96_dlext_20150505_1822_2163.csv | F:\UPOD\Cell_DLE\CSV_files_raw_nieuwe_structuur\2015\sap6_96\m05 | F:\UPOD\Cell_DLE\CSV_files_raw_nieuwe_structuur\2015\sap6_96\m05\42710az96_dlext_20150505_1822_2163.csv | 342
v5 | Full | 3 | 42710az96_dlext_20150506_2164_2466.csv | F:\UPOD\Cell_DLE\CSV_files_raw_nieuwe_structuur\2015\sap6_96\m05 | F:\UPOD\Cell_DLE\CSV_files_raw_nieuwe_structuur\2015\sap6_96\m05\42710az96_dlext_20150506_2164_2466.csv | 303
v5 | Full | 3 | 42710az96_dlext_20150507_2467_2816.csv | F:\UPOD\Cell_DLE\CSV_files_raw_nieuwe_structuur\2015\sap6_96\m05 | F:\UPOD\Cell_DLE\CSV_files_raw_nieuwe_structuur\2015\sap6_96\m05\42710az96_dlext_20150507_2467_2816.csv | 350
v5 | Full | 3 | 42710az96_dlext_20150508_2817_3160.csv | F:\UPOD\Cell_DLE\CSV_files_raw_nieuwe_structuur\2015\sap6_96\m05 | F:\UPOD\Cell_DLE\CSV_files_raw_nieuwe_structuur\2015\sap6_96\m05\42710az96_dlext_20150508_2817_3160.csv | 344
v5 | Full | 3 | 42710az96_dlext_20150509_3161_3289.csv | F:\UPOD\Cell_DLE\CSV_files_raw_nieuwe_structuur\2015\sap6_96\m05 | F:\UPOD\Cell_DLE\CSV_files_raw_nieuwe_structuur\2015\sap6_96\m05\42710az96_dlext_20150509_3161_3289.csv | 129
v5 | Full | 3 | 42710az96_dlext_20150510_3290_3364.csv | F:\UPOD\Cell_DLE\CSV_files_raw_nieuwe_structuur\2015\sap6_96\m05 | F:\UPOD\Cell_DLE\CSV_files_raw_nieuwe_structuur\2015\sap6_96\m05\42710az96_dlext_20150510_3290_3364.csv | 75
v5 | Full | 3 | 42710az96_dlext_20150511_3365_3680.csv | F:\UPOD\Cell_DLE\CSV_files_raw_nieuwe_structuur\2015\sap6_96\m05 | F:\UPOD\Cell_DLE\CSV_files_raw_nieuwe_structuur\2015\sap6_96\m05\42710az96_dlext_20150511_3365_3680.csv | 316
v5 | Full | 3 | 42710az96_dlext_20150512_3681_4049.csv | F:\UPOD\Cell_DLE\CSV_files_raw_nieuwe_structuur\2015\sap6_96\m05 | F:\UPOD\Cell_DLE\CSV_files_raw_nieuwe_structuur\2015\sap6_96\m05\42710az96_dlext_20150512_3681_4049.csv | 369
v5 | Full | 3 | 42710az96_dlext_20150513_4050_4362.csv | F:\UPOD\Cell_DLE\CSV_files_raw_nieuwe_structuur\2015\sap6_96\m05 | F:\UPOD\Cell_DLE\CSV_files_raw_nieuwe_structuur\2015\sap6_96\m05\42710az96_dlext_20150513_4050_4362.csv | 313
v5 | Full | 3 | 42710az96_dlext_20150514_4363_4460.csv | F:\UPOD\Cell_DLE\CSV_files_raw_nieuwe_structuur\2015\sap6_96\m05 | F:\UPOD\Cell_DLE\CSV_files_raw_nieuwe_structuur\2015\sap6_96\m05\42710az96_dlext_20150514_4363_4460.csv | 98
v5 | Full | 3 | 42710az96_dlext_20150515_4461_4629.csv | F:\UPOD\Cell_DLE\CSV_files_raw_nieuwe_structuur\2015\sap6_96\m05 | F:\UPOD\Cell_DLE\CSV_files_raw_nieuwe_structuur\2015\sap6_96\m05\42710az96_dlext_20150515_4461_4629.csv | 169
v5 | Full | 3 | 42710az96_dlext_20150516_4630_4747.csv | F:\UPOD\Cell_DLE\CSV_files_raw_nieuwe_structuur\2015\sap6_96\m05 | F:\UPOD\Cell_DLE\CSV_files_raw_nieuwe_structuur\2015\sap6_96\m05\42710az96_dlext_20150516_4630_4747.csv | 118
v5 | Full | 3 | 42710az96_dlext_20150517_4748_4809.csv | F:\UPOD\Cell_DLE\CSV_files_raw_nieuwe_structuur\2015\sap6_96\m05 | F:\UPOD\Cell_DLE\CSV_files_raw_nieuwe_structuur\2015\sap6_96\m05\42710az96_dlext_20150517_4748_4809.csv | 62
v5 | Full | 3 | 42710az96_dlext_20150518_4810_5160.csv | F:\UPOD\Cell_DLE\CSV_files_raw_nieuwe_structuur\2015\sap6_96\m05 | F:\UPOD\Cell_DLE\CSV_files_raw_nieuwe_structuur\2015\sap6_96\m05\42710az96_dlext_20150518_4810_5160.csv | 351
v5 | Full | 3 | 42710az96_dlext_20150519_5161_5514.csv | F:\UPOD\Cell_DLE\CSV_files_raw_nieuwe_structuur\2015\sap6_96\m05 | F:\UPOD\Cell_DLE\CSV_files_raw_nieuwe_structuur\2015\sap6_96\m05\42710az96_dlext_20150519_5161_5514.csv | 354
v5 | Full | 3 | 42710az96_dlext_20150520_5515_5850.csv | F:\UPOD\Cell_DLE\CSV_files_raw_nieuwe_structuur\2015\sap6_96\m05 | F:\UPOD\Cell_DLE\CSV_files_raw_nieuwe_structuur\2015\sap6_96\m05\42710az96_dlext_20150520_5515_5850.csv | 336
v5 | Full | 3 | 42710az96_dlext_20150521_5851_6193.csv | F:\UPOD\Cell_DLE\CSV_files_raw_nieuwe_structuur\2015\sap6_96\m05 | F:\UPOD\Cell_DLE\CSV_files_raw_nieuwe_structuur\2015\sap6_96\m05\42710az96_dlext_20150521_5851_6193.csv | 343
v5 | Full | 3 | 42710az96_dlext_20150522_6194_6431.csv | F:\UPOD\Cell_DLE\CSV_files_raw_nieuwe_structuur\2015\sap6_96\m05 | F:\UPOD\Cell_DLE\CSV_files_raw_nieuwe_structuur\2015\sap6_96\m05\42710az96_dlext_20150522_6194_6431.csv | 238
v5 | Full | 3 | 42710az96_dlext_20150523_6432_6531.csv | F:\UPOD\Cell_DLE\CSV_files_raw_nieuwe_structuur\2015\sap6_96\m05 | F:\UPOD\Cell_DLE\CSV_files_raw_nieuwe_structuur\2015\sap6_96\m05\42710az96_dlext_20150523_6432_6531.csv | 100
v5 | Full | 3 | 42710az96_dlext_20150524_6532_6612.csv | F:\UPOD\Cell_DLE\CSV_files_raw_nieuwe_structuur\2015\sap6_96\m05 | F:\UPOD\Cell_DLE\CSV_files_raw_nieuwe_structuur\2015\sap6_96\m05\42710az96_dlext_20150524_6532_6612.csv | 81
v5 | Full | 3 | 42710az96_dlext_20150525_6613_6754.csv | F:\UPOD\Cell_DLE\CSV_files_raw_nieuwe_structuur\2015\sap6_96\m05 | F:\UPOD\Cell_DLE\CSV_files_raw_nieuwe_structuur\2015\sap6_96\m05\42710az96_dlext_20150525_6613_6754.csv | 142
v5 | Full | 3 | 42710az96_dlext_20150526_6755_7123.csv | F:\UPOD\Cell_DLE\CSV_files_raw_nieuwe_structuur\2015\sap6_96\m05 | F:\UPOD\Cell_DLE\CSV_files_raw_nieuwe_structuur\2015\sap6_96\m05\42710az96_dlext_20150526_6755_7123.csv | 369
v5 | Full | 3 | 42710az96_dlext_20150527_7124_7372.csv | F:\UPOD\Cell_DLE\CSV_files_raw_nieuwe_structuur\2015\sap6_96\m05 | F:\UPOD\Cell_DLE\CSV_files_raw_nieuwe_structuur\2015\sap6_96\m05\42710az96_dlext_20150527_7124_7372.csv | 249
v5 | Full | 3 | 42710az96_dlext_20150528_7373_7742.csv | F:\UPOD\Cell_DLE\CSV_files_raw_nieuwe_structuur\2015\sap6_96\m05 | F:\UPOD\Cell_DLE\CSV_files_raw_nieuwe_structuur\2015\sap6_96\m05\42710az96_dlext_20150528_7373_7742.csv | 370
v5 | Full | 3 | 42710az96_dlext_20150529_7743_7977.csv | F:\UPOD\Cell_DLE\CSV_files_raw_nieuwe_structuur\2015\sap6_96\m05 | F:\UPOD\Cell_DLE\CSV_files_raw_nieuwe_structuur\2015\sap6_96\m05\42710az96_dlext_20150529_7743_7977.csv | 235
v5 | Full | 3 | 42710az96_dlext_20150530_7978_8075.csv | F:\UPOD\Cell_DLE\CSV_files_raw_nieuwe_structuur\2015\sap6_96\m05 | F:\UPOD\Cell_DLE\CSV_files_raw_nieuwe_structuur\2015\sap6_96\m05\42710az96_dlext_20150530_7978_8075.csv | 98
v5 | Full | 3 | 42710az96_dlext_20150531_8076_8146.csv | F:\UPOD\Cell_DLE\CSV_files_raw_nieuwe_structuur\2015\sap6_96\m05 | F:\UPOD\Cell_DLE\CSV_files_raw_nieuwe_structuur\2015\sap6_96\m05\42710az96_dlext_20150531_8076_8146.csv | 71
v5 | Full | 3 | 42710az96_dlext_20150601_8147_8497.csv | F:\UPOD\Cell_DLE\CSV_files_raw_nieuwe_structuur\2015\sap6_96\m06 | F:\UPOD\Cell_DLE\CSV_files_raw_nieuwe_structuur\2015\sap6_96\m06\42710az96_dlext_20150601_8147_8497.csv | 351
v5 | Full | 3 | 42710az96_dlext_20150602_8498_8829.csv | F:\UPOD\Cell_DLE\CSV_files_raw_nieuwe_structuur\2015\sap6_96\m06 | F:\UPOD\Cell_DLE\CSV_files_raw_nieuwe_structuur\2015\sap6_96\m06\42710az96_dlext_20150602_8498_8829.csv | 332
v5 | Full | 3 | 42710az96_dlext_20150603_8830_9121.csv | F:\UPOD\Cell_DLE\CSV_files_raw_nieuwe_structuur\2015\sap6_96\m06 | F:\UPOD\Cell_DLE\CSV_files_raw_nieuwe_structuur\2015\sap6_96\m06\42710az96_dlext_20150603_8830_9121.csv | 292
v5 | Full | 3 | 42710az96_dlext_20150604_9122_9503.csv | F:\UPOD\Cell_DLE\CSV_files_raw_nieuwe_structuur\2015\sap6_96\m06 | F:\UPOD\Cell_DLE\CSV_files_raw_nieuwe_structuur\2015\sap6_96\m06\42710az96_dlext_20150604_9122_9503.csv | 382
v5 | Full | 3 | 42710az96_dlext_20150605_9504_9816.csv | F:\UPOD\Cell_DLE\CSV_files_raw_nieuwe_structuur\2015\sap6_96\m06 | F:\UPOD\Cell_DLE\CSV_files_raw_nieuwe_structuur\2015\sap6_96\m06\42710az96_dlext_20150605_9504_9816.csv | 313
v5 | Full | 3 | 42710az96_dlext_20150606_9817_9909.csv | F:\UPOD\Cell_DLE\CSV_files_raw_nieuwe_structuur\2015\sap6_96\m06 | F:\UPOD\Cell_DLE\CSV_files_raw_nieuwe_structuur\2015\sap6_96\m06\42710az96_dlext_20150606_9817_9909.csv | 93
v5 | Full | 3 | 42710az96_dlext_20150607_9910_0010.csv | F:\UPOD\Cell_DLE\CSV_files_raw_nieuwe_structuur\2015\sap6_96\m06 | F:\UPOD\Cell_DLE\CSV_files_raw_nieuwe_structuur\2015\sap6_96\m06\42710az96_dlext_20150607_9910_0010.csv | 101
v5 | Full | 3 | 42710az96_dlext_20150608_0011_0363.csv | F:\UPOD\Cell_DLE\CSV_files_raw_nieuwe_structuur\2015\sap6_96\m06 | F:\UPOD\Cell_DLE\CSV_files_raw_nieuwe_structuur\2015\sap6_96\m06\42710az96_dlext_20150608_0011_0363.csv | 353
v5 | Full | 3 | 42710az96_dlext_20150609_0364_0705.csv | F:\UPOD\Cell_DLE\CSV_files_raw_nieuwe_structuur\2015\sap6_96\m06 | F:\UPOD\Cell_DLE\CSV_files_raw_nieuwe_structuur\2015\sap6_96\m06\42710az96_dlext_20150609_0364_0705.csv | 342
v5 | Full | 3 | 42710az96_dlext_20150610_0706_1045.csv | F:\UPOD\Cell_DLE\CSV_files_raw_nieuwe_structuur\2015\sap6_96\m06 | F:\UPOD\Cell_DLE\CSV_files_raw_nieuwe_structuur\2015\sap6_96\m06\42710az96_dlext_20150610_0706_1045.csv | 340
v5 | Full | 3 | 42710az96_dlext_20150611_1046_1376.csv | F:\UPOD\Cell_DLE\CSV_files_raw_nieuwe_structuur\2015\sap6_96\m06 | F:\UPOD\Cell_DLE\CSV_files_raw_nieuwe_structuur\2015\sap6_96\m06\42710az96_dlext_20150611_1046_1376.csv | 331
v5 | Full | 3 | 42710az96_dlext_20150612_1377_1681.csv | F:\UPOD\Cell_DLE\CSV_files_raw_nieuwe_structuur\2015\sap6_96\m06 | F:\UPOD\Cell_DLE\CSV_files_raw_nieuwe_structuur\2015\sap6_96\m06\42710az96_dlext_20150612_1377_1681.csv | 305
v5 | Full | 3 | 42710az96_dlext_20150613_1682_1805.csv | F:\UPOD\Cell_DLE\CSV_files_raw_nieuwe_structuur\2015\sap6_96\m06 | F:\UPOD\Cell_DLE\CSV_files_raw_nieuwe_structuur\2015\sap6_96\m06\42710az96_dlext_20150613_1682_1805.csv | 124
v5 | Full | 3 | 42710az96_dlext_20150614_1806_1941.csv | F:\UPOD\Cell_DLE\CSV_files_raw_nieuwe_structuur\2015\sap6_96\m06 | F:\UPOD\Cell_DLE\CSV_files_raw_nieuwe_structuur\2015\sap6_96\m06\42710az96_dlext_20150614_1806_1941.csv | 136
v5 | Full | 3 | 42710az96_dlext_20150615_1942_2352.csv | F:\UPOD\Cell_DLE\CSV_files_raw_nieuwe_structuur\2015\sap6_96\m06 | F:\UPOD\Cell_DLE\CSV_files_raw_nieuwe_structuur\2015\sap6_96\m06\42710az96_dlext_20150615_1942_2352.csv | 411
v5 | Full | 3 | 42710az96_dlext_20150616_2353_2678.csv | F:\UPOD\Cell_DLE\CSV_files_raw_nieuwe_structuur\2015\sap6_96\m06 | F:\UPOD\Cell_DLE\CSV_files_raw_nieuwe_structuur\2015\sap6_96\m06\42710az96_dlext_20150616_2353_2678.csv | 326
v5 | Full | 3 | 42710az96_dlext_20150617_2679_2974.csv | F:\UPOD\Cell_DLE\CSV_files_raw_nieuwe_structuur\2015\sap6_96\m06 | F:\UPOD\Cell_DLE\CSV_files_raw_nieuwe_structuur\2015\sap6_96\m06\42710az96_dlext_20150617_2679_2974.csv | 296
v5 | Full | 3 | 42710az96_dlext_20150618_2975_3390.csv | F:\UPOD\Cell_DLE\CSV_files_raw_nieuwe_structuur\2015\sap6_96\m06 | F:\UPOD\Cell_DLE\CSV_files_raw_nieuwe_structuur\2015\sap6_96\m06\42710az96_dlext_20150618_2975_3390.csv | 416
v5 | Full | 3 | 42710az96_dlext_20150619_3391_3700.csv | F:\UPOD\Cell_DLE\CSV_files_raw_nieuwe_structuur\2015\sap6_96\m06 | F:\UPOD\Cell_DLE\CSV_files_raw_nieuwe_structuur\2015\sap6_96\m06\42710az96_dlext_20150619_3391_3700.csv | 310
v5 | Full | 3 | 42710az96_dlext_20150620_3701_3800.csv | F:\UPOD\Cell_DLE\CSV_files_raw_nieuwe_structuur\2015\sap6_96\m06 | F:\UPOD\Cell_DLE\CSV_files_raw_nieuwe_structuur\2015\sap6_96\m06\42710az96_dlext_20150620_3701_3800.csv | 100
v5 | Full | 3 | 42710az96_dlext_20150621_3801_3875.csv | F:\UPOD\Cell_DLE\CSV_files_raw_nieuwe_structuur\2015\sap6_96\m06 | F:\UPOD\Cell_DLE\CSV_files_raw_nieuwe_structuur\2015\sap6_96\m06\42710az96_dlext_20150621_3801_3875.csv | 75
v5 | Full | 3 | 42710az96_dlext_20150622_3876_4223.csv | F:\UPOD\Cell_DLE\CSV_files_raw_nieuwe_structuur\2015\sap6_96\m06 | F:\UPOD\Cell_DLE\CSV_files_raw_nieuwe_structuur\2015\sap6_96\m06\42710az96_dlext_20150622_3876_4223.csv | 348
v5 | Full | 3 | 42710az96_dlext_20150623_4224_4550.csv | F:\UPOD\Cell_DLE\CSV_files_raw_nieuwe_structuur\2015\sap6_96\m06 | F:\UPOD\Cell_DLE\CSV_files_raw_nieuwe_structuur\2015\sap6_96\m06\42710az96_dlext_20150623_4224_4550.csv | 327
v5 | Full | 3 | 42710az96_dlext_20150624_4551_4887.csv | F:\UPOD\Cell_DLE\CSV_files_raw_nieuwe_structuur\2015\sap6_96\m06 | F:\UPOD\Cell_DLE\CSV_files_raw_nieuwe_structuur\2015\sap6_96\m06\42710az96_dlext_20150624_4551_4887.csv | 337
v5 | Full | 3 | 42710az96_dlext_20150625_4888_5288.csv | F:\UPOD\Cell_DLE\CSV_files_raw_nieuwe_structuur\2015\sap6_96\m06 | F:\UPOD\Cell_DLE\CSV_files_raw_nieuwe_structuur\2015\sap6_96\m06\42710az96_dlext_20150625_4888_5288.csv | 401
v5 | Full | 3 | 42710az96_dlext_20150626_5289_5604.csv | F:\UPOD\Cell_DLE\CSV_files_raw_nieuwe_structuur\2015\sap6_96\m06 | F:\UPOD\Cell_DLE\CSV_files_raw_nieuwe_structuur\2015\sap6_96\m06\42710az96_dlext_20150626_5289_5604.csv | 316
v5 | Full | 3 | 42710az96_dlext_20150627_5605_5704.csv | F:\UPOD\Cell_DLE\CSV_files_raw_nieuwe_structuur\2015\sap6_96\m06 | F:\UPOD\Cell_DLE\CSV_files_raw_nieuwe_structuur\2015\sap6_96\m06\42710az96_dlext_20150627_5605_5704.csv | 100
v5 | Full | 3 | 42710az96_dlext_20150628_5705_5814.csv | F:\UPOD\Cell_DLE\CSV_files_raw_nieuwe_structuur\2015\sap6_96\m06 | F:\UPOD\Cell_DLE\CSV_files_raw_nieuwe_structuur\2015\sap6_96\m06\42710az96_dlext_20150628_5705_5814.csv | 110
v5 | Full | 3 | 42710az96_dlext_20150629_5815_6128.csv | F:\UPOD\Cell_DLE\CSV_files_raw_nieuwe_structuur\2015\sap6_96\m06 | F:\UPOD\Cell_DLE\CSV_files_raw_nieuwe_structuur\2015\sap6_96\m06\42710az96_dlext_20150629_5815_6128.csv | 314
v5 | Full | 3 | 42710az96_dlext_20150630_6129_6470.csv | F:\UPOD\Cell_DLE\CSV_files_raw_nieuwe_structuur\2015\sap6_96\m06 | F:\UPOD\Cell_DLE\CSV_files_raw_nieuwe_structuur\2015\sap6_96\m06\42710az96_dlext_20150630_6129_6470.csv | 342
v5 | Full | 3 | 42710az96_dlext_20150701_6471_6781.csv | F:\UPOD\Cell_DLE\CSV_files_raw_nieuwe_structuur\2015\sap6_96\m07 | F:\UPOD\Cell_DLE\CSV_files_raw_nieuwe_structuur\2015\sap6_96\m07\42710az96_dlext_20150701_6471_6781.csv | 311
v5 | Full | 3 | 42710az96_dlext_20150702_6782_7095.csv | F:\UPOD\Cell_DLE\CSV_files_raw_nieuwe_structuur\2015\sap6_96\m07 | F:\UPOD\Cell_DLE\CSV_files_raw_nieuwe_structuur\2015\sap6_96\m07\42710az96_dlext_20150702_6782_7095.csv | 314
v5 | Full | 3 | 42710az96_dlext_20150703_7096_7373.csv | F:\UPOD\Cell_DLE\CSV_files_raw_nieuwe_structuur\2015\sap6_96\m07 | F:\UPOD\Cell_DLE\CSV_files_raw_nieuwe_structuur\2015\sap6_96\m07\42710az96_dlext_20150703_7096_7373.csv | 278
v5 | Full | 3 | 42710az96_dlext_20150704_7374_7481.csv | F:\UPOD\Cell_DLE\CSV_files_raw_nieuwe_structuur\2015\sap6_96\m07 | F:\UPOD\Cell_DLE\CSV_files_raw_nieuwe_structuur\2015\sap6_96\m07\42710az96_dlext_20150704_7374_7481.csv | 108
v5 | Full | 3 | 42710az96_dlext_20150705_7482_7606.csv | F:\UPOD\Cell_DLE\CSV_files_raw_nieuwe_structuur\2015\sap6_96\m07 | F:\UPOD\Cell_DLE\CSV_files_raw_nieuwe_structuur\2015\sap6_96\m07\42710az96_dlext_20150705_7482_7606.csv | 125
v5 | Full | 3 | 42710az96_dlext_20150706_7607_7974.csv | F:\UPOD\Cell_DLE\CSV_files_raw_nieuwe_structuur\2015\sap6_96\m07 | F:\UPOD\Cell_DLE\CSV_files_raw_nieuwe_structuur\2015\sap6_96\m07\42710az96_dlext_20150706_7607_7974.csv | 368
v5 | Full | 3 | 42710az96_dlext_20150707_7975_8311.csv | F:\UPOD\Cell_DLE\CSV_files_raw_nieuwe_structuur\2015\sap6_96\m07 | F:\UPOD\Cell_DLE\CSV_files_raw_nieuwe_structuur\2015\sap6_96\m07\42710az96_dlext_20150707_7975_8311.csv | 337
v5 | Full | 3 | 42710az96_dlext_20150708_8312_8701.csv | F:\UPOD\Cell_DLE\CSV_files_raw_nieuwe_structuur\2015\sap6_96\m07 | F:\UPOD\Cell_DLE\CSV_files_raw_nieuwe_structuur\2015\sap6_96\m07\42710az96_dlext_20150708_8312_8701.csv | 390
v5 | Full | 3 | 42710az96_dlext_20150709_8702_8989.csv | F:\UPOD\Cell_DLE\CSV_files_raw_nieuwe_structuur\2015\sap6_96\m07 | F:\UPOD\Cell_DLE\CSV_files_raw_nieuwe_structuur\2015\sap6_96\m07\42710az96_dlext_20150709_8702_8989.csv | 288
v5 | Full | 3 | 42710az96_dlext_20150710_8990_9193.csv | F:\UPOD\Cell_DLE\CSV_files_raw_nieuwe_structuur\2015\sap6_96\m07 | F:\UPOD\Cell_DLE\CSV_files_raw_nieuwe_structuur\2015\sap6_96\m07\42710az96_dlext_20150710_8990_9193.csv | 204
v5 | Full | 3 | 42710az96_dlext_20150711_9194_9326.csv | F:\UPOD\Cell_DLE\CSV_files_raw_nieuwe_structuur\2015\sap6_96\m07 | F:\UPOD\Cell_DLE\CSV_files_raw_nieuwe_structuur\2015\sap6_96\m07\42710az96_dlext_20150711_9194_9326.csv | 133
v5 | Full | 3 | 42710az96_dlext_20150712_9327_9445.csv | F:\UPOD\Cell_DLE\CSV_files_raw_nieuwe_structuur\2015\sap6_96\m07 | F:\UPOD\Cell_DLE\CSV_files_raw_nieuwe_structuur\2015\sap6_96\m07\42710az96_dlext_20150712_9327_9445.csv | 119
v5 | Full | 3 | 42710az96_dlext_20150713_9446_9788.csv | F:\UPOD\Cell_DLE\CSV_files_raw_nieuwe_structuur\2015\sap6_96\m07 | F:\UPOD\Cell_DLE\CSV_files_raw_nieuwe_structuur\2015\sap6_96\m07\42710az96_dlext_20150713_9446_9788.csv | 343
v5 | Full | 3 | 42710az96_dlext_20150714_9789_0119.csv | F:\UPOD\Cell_DLE\CSV_files_raw_nieuwe_structuur\2015\sap6_96\m07 | F:\UPOD\Cell_DLE\CSV_files_raw_nieuwe_structuur\2015\sap6_96\m07\42710az96_dlext_20150714_9789_0119.csv | 331
v5 | Full | 3 | 42710az96_dlext_20150715_0120_0429.csv | F:\UPOD\Cell_DLE\CSV_files_raw_nieuwe_structuur\2015\sap6_96\m07 | F:\UPOD\Cell_DLE\CSV_files_raw_nieuwe_structuur\2015\sap6_96\m07\42710az96_dlext_20150715_0120_0429.csv | 310
v5 | Full | 3 | 42710az96_dlext_20150716_0430_0780.csv | F:\UPOD\Cell_DLE\CSV_files_raw_nieuwe_structuur\2015\sap6_96\m07 | F:\UPOD\Cell_DLE\CSV_files_raw_nieuwe_structuur\2015\sap6_96\m07\42710az96_dlext_20150716_0430_0780.csv | 351
v5 | Full | 3 | 42710az96_dlext_20150717_0781_1043.csv | F:\UPOD\Cell_DLE\CSV_files_raw_nieuwe_structuur\2015\sap6_96\m07 | F:\UPOD\Cell_DLE\CSV_files_raw_nieuwe_structuur\2015\sap6_96\m07\42710az96_dlext_20150717_0781_1043.csv | 263
v5 | Full | 3 | 42710az96_dlext_20150718_1044_1182.csv | F:\UPOD\Cell_DLE\CSV_files_raw_nieuwe_structuur\2015\sap6_96\m07 | F:\UPOD\Cell_DLE\CSV_files_raw_nieuwe_structuur\2015\sap6_96\m07\42710az96_dlext_20150718_1044_1182.csv | 139
v5 | Full | 3 | 42710az96_dlext_20150719_1183_1299.csv | F:\UPOD\Cell_DLE\CSV_files_raw_nieuwe_structuur\2015\sap6_96\m07 | F:\UPOD\Cell_DLE\CSV_files_raw_nieuwe_structuur\2015\sap6_96\m07\42710az96_dlext_20150719_1183_1299.csv | 117
v5 | Full | 3 | 42710az96_dlext_20150720_1300_1622.csv | F:\UPOD\Cell_DLE\CSV_files_raw_nieuwe_structuur\2015\sap6_96\m07 | F:\UPOD\Cell_DLE\CSV_files_raw_nieuwe_structuur\2015\sap6_96\m07\42710az96_dlext_20150720_1300_1622.csv | 323
v5 | Full | 3 | 42710az96_dlext_20150721_1623_1858.csv | F:\UPOD\Cell_DLE\CSV_files_raw_nieuwe_structuur\2015\sap6_96\m07 | F:\UPOD\Cell_DLE\CSV_files_raw_nieuwe_structuur\2015\sap6_96\m07\42710az96_dlext_20150721_1623_1858.csv | 236
v5 | Full | 3 | 42710az96_dlext_20150722_1859_2143.csv | F:\UPOD\Cell_DLE\CSV_files_raw_nieuwe_structuur\2015\sap6_96\m07 | F:\UPOD\Cell_DLE\CSV_files_raw_nieuwe_structuur\2015\sap6_96\m07\42710az96_dlext_20150722_1859_2143.csv | 285
v5 | Full | 3 | 42710az96_dlext_20150723_2144_2470.csv | F:\UPOD\Cell_DLE\CSV_files_raw_nieuwe_structuur\2015\sap6_96\m07 | F:\UPOD\Cell_DLE\CSV_files_raw_nieuwe_structuur\2015\sap6_96\m07\42710az96_dlext_20150723_2144_2470.csv | 327
v5 | Full | 3 | 42710az96_dlext_20150724_2471_2781.csv | F:\UPOD\Cell_DLE\CSV_files_raw_nieuwe_structuur\2015\sap6_96\m07 | F:\UPOD\Cell_DLE\CSV_files_raw_nieuwe_structuur\2015\sap6_96\m07\42710az96_dlext_20150724_2471_2781.csv | 311
v5 | Full | 3 | 42710az96_dlext_20150725_2782_2869.csv | F:\UPOD\Cell_DLE\CSV_files_raw_nieuwe_structuur\2015\sap6_96\m07 | F:\UPOD\Cell_DLE\CSV_files_raw_nieuwe_structuur\2015\sap6_96\m07\42710az96_dlext_20150725_2782_2869.csv | 88
v5 | Full | 3 | 42710az96_dlext_20150726_2870_2974.csv | F:\UPOD\Cell_DLE\CSV_files_raw_nieuwe_structuur\2015\sap6_96\m07 | F:\UPOD\Cell_DLE\CSV_files_raw_nieuwe_structuur\2015\sap6_96\m07\42710az96_dlext_20150726_2870_2974.csv | 105
v5 | Full | 3 | 42710az96_dlext_20150727_2975_3269.csv | F:\UPOD\Cell_DLE\CSV_files_raw_nieuwe_structuur\2015\sap6_96\m07 | F:\UPOD\Cell_DLE\CSV_files_raw_nieuwe_structuur\2015\sap6_96\m07\42710az96_dlext_20150727_2975_3269.csv | 295
v5 | Full | 3 | 42710az96_dlext_20150728_3270_3505.csv | F:\UPOD\Cell_DLE\CSV_files_raw_nieuwe_structuur\2015\sap6_96\m07 | F:\UPOD\Cell_DLE\CSV_files_raw_nieuwe_structuur\2015\sap6_96\m07\42710az96_dlext_20150728_3270_3505.csv | 236
v5 | Full | 3 | 42710az96_dlext_20150729_3506_3858.csv | F:\UPOD\Cell_DLE\CSV_files_raw_nieuwe_structuur\2015\sap6_96\m07 | F:\UPOD\Cell_DLE\CSV_files_raw_nieuwe_structuur\2015\sap6_96\m07\42710az96_dlext_20150729_3506_3858.csv | 353
v5 | Full | 3 | 42710az96_dlext_20150730_3859_4181.csv | F:\UPOD\Cell_DLE\CSV_files_raw_nieuwe_structuur\2015\sap6_96\m07 | F:\UPOD\Cell_DLE\CSV_files_raw_nieuwe_structuur\2015\sap6_96\m07\42710az96_dlext_20150730_3859_4181.csv | 323
v5 | Full | 3 | 42710az96_dlext_20150731_4182_4503.csv | F:\UPOD\Cell_DLE\CSV_files_raw_nieuwe_structuur\2015\sap6_96\m07 | F:\UPOD\Cell_DLE\CSV_files_raw_nieuwe_structuur\2015\sap6_96\m07\42710az96_dlext_20150731_4182_4503.csv | 322
v5 | Full | 3 | 42710az96_dlext_20150801_4504_4591.csv | F:\UPOD\Cell_DLE\CSV_files_raw_nieuwe_structuur\2015\sap6_96\m08 | F:\UPOD\Cell_DLE\CSV_files_raw_nieuwe_structuur\2015\sap6_96\m08\42710az96_dlext_20150801_4504_4591.csv | 88
v5 | Full | 3 | 42710az96_dlext_20150802_4592_4700.csv | F:\UPOD\Cell_DLE\CSV_files_raw_nieuwe_structuur\2015\sap6_96\m08 | F:\UPOD\Cell_DLE\CSV_files_raw_nieuwe_structuur\2015\sap6_96\m08\42710az96_dlext_20150802_4592_4700.csv | 109
v5 | Full | 3 | 42710az96_dlext_20150803_4701_4996.csv | F:\UPOD\Cell_DLE\CSV_files_raw_nieuwe_structuur\2015\sap6_96\m08 | F:\UPOD\Cell_DLE\CSV_files_raw_nieuwe_structuur\2015\sap6_96\m08\42710az96_dlext_20150803_4701_4996.csv | 296
v5 | Full | 3 | 42710az96_dlext_20150804_4997_5246.csv | F:\UPOD\Cell_DLE\CSV_files_raw_nieuwe_structuur\2015\sap6_96\m08 | F:\UPOD\Cell_DLE\CSV_files_raw_nieuwe_structuur\2015\sap6_96\m08\42710az96_dlext_20150804_4997_5246.csv | 250
v5 | Full | 3 | 42710az96_dlext_20150805_5247_5475.csv | F:\UPOD\Cell_DLE\CSV_files_raw_nieuwe_structuur\2015\sap6_96\m08 | F:\UPOD\Cell_DLE\CSV_files_raw_nieuwe_structuur\2015\sap6_96\m08\42710az96_dlext_20150805_5247_5475.csv | 229
v5 | Full | 3 | 42710az96_dlext_20150806_5476_5718.csv | F:\UPOD\Cell_DLE\CSV_files_raw_nieuwe_structuur\2015\sap6_96\m08 | F:\UPOD\Cell_DLE\CSV_files_raw_nieuwe_structuur\2015\sap6_96\m08\42710az96_dlext_20150806_5476_5718.csv | 243
v5 | Full | 3 | 42710az96_dlext_20150807_5719_6027.csv | F:\UPOD\Cell_DLE\CSV_files_raw_nieuwe_structuur\2015\sap6_96\m08 | F:\UPOD\Cell_DLE\CSV_files_raw_nieuwe_structuur\2015\sap6_96\m08\42710az96_dlext_20150807_5719_6027.csv | 309
v5 | Full | 3 | 42710az96_dlext_20150808_6028_6143.csv | F:\UPOD\Cell_DLE\CSV_files_raw_nieuwe_structuur\2015\sap6_96\m08 | F:\UPOD\Cell_DLE\CSV_files_raw_nieuwe_structuur\2015\sap6_96\m08\42710az96_dlext_20150808_6028_6143.csv | 116
v5 | Full | 3 | 42710az96_dlext_20150809_6144_6229.csv | F:\UPOD\Cell_DLE\CSV_files_raw_nieuwe_structuur\2015\sap6_96\m08 | F:\UPOD\Cell_DLE\CSV_files_raw_nieuwe_structuur\2015\sap6_96\m08\42710az96_dlext_20150809_6144_6229.csv | 86
v5 | Full | 3 | 42710az96_dlext_20150810_6230_6559.csv | F:\UPOD\Cell_DLE\CSV_files_raw_nieuwe_structuur\2015\sap6_96\m08 | F:\UPOD\Cell_DLE\CSV_files_raw_nieuwe_structuur\2015\sap6_96\m08\42710az96_dlext_20150810_6230_6559.csv | 330
v5 | Full | 3 | 42710az96_dlext_20150811_6560_6863.csv | F:\UPOD\Cell_DLE\CSV_files_raw_nieuwe_structuur\2015\sap6_96\m08 | F:\UPOD\Cell_DLE\CSV_files_raw_nieuwe_structuur\2015\sap6_96\m08\42710az96_dlext_20150811_6560_6863.csv | 304
v5 | Full | 3 | 42710az96_dlext_20150812_6864_7062.csv | F:\UPOD\Cell_DLE\CSV_files_raw_nieuwe_structuur\2015\sap6_96\m08 | F:\UPOD\Cell_DLE\CSV_files_raw_nieuwe_structuur\2015\sap6_96\m08\42710az96_dlext_20150812_6864_7062.csv | 199
v5 | Full | 3 | 42710az96_dlext_20150813_7063_7345.csv | F:\UPOD\Cell_DLE\CSV_files_raw_nieuwe_structuur\2015\sap6_96\m08 | F:\UPOD\Cell_DLE\CSV_files_raw_nieuwe_structuur\2015\sap6_96\m08\42710az96_dlext_20150813_7063_7345.csv | 283
v5 | Full | 3 | 42710az96_dlext_20150814_7346_7648.csv | F:\UPOD\Cell_DLE\CSV_files_raw_nieuwe_structuur\2015\sap6_96\m08 | F:\UPOD\Cell_DLE\CSV_files_raw_nieuwe_structuur\2015\sap6_96\m08\42710az96_dlext_20150814_7346_7648.csv | 303
v5 | Full | 3 | 42710az96_dlext_20150815_7649_7713.csv | F:\UPOD\Cell_DLE\CSV_files_raw_nieuwe_structuur\2015\sap6_96\m08 | F:\UPOD\Cell_DLE\CSV_files_raw_nieuwe_structuur\2015\sap6_96\m08\42710az96_dlext_20150815_7649_7713.csv | 65
v5 | Full | 3 | 42710az96_dlext_20150816_7714_7714.csv | F:\UPOD\Cell_DLE\CSV_files_raw_nieuwe_structuur\2015\sap6_96\m08 | F:\UPOD\Cell_DLE\CSV_files_raw_nieuwe_structuur\2015\sap6_96\m08\42710az96_dlext_20150816_7714_7714.csv | 1
v5 | Full | 3 | 42710az96_dlext_20150817_7715_7808.csv | F:\UPOD\Cell_DLE\CSV_files_raw_nieuwe_structuur\2015\sap6_96\m08 | F:\UPOD\Cell_DLE\CSV_files_raw_nieuwe_structuur\2015\sap6_96\m08\42710az96_dlext_20150817_7715_7808.csv | 94
v5 | Full | 3 | 42710az96_dlext_20150818_7809_7949.csv | F:\UPOD\Cell_DLE\CSV_files_raw_nieuwe_structuur\2015\sap6_96\m08 | F:\UPOD\Cell_DLE\CSV_files_raw_nieuwe_structuur\2015\sap6_96\m08\42710az96_dlext_20150818_7809_7949.csv | 141
v5 | Full | 3 | 42710az96_dlext_20150819_7950_8297.csv | F:\UPOD\Cell_DLE\CSV_files_raw_nieuwe_structuur\2015\sap6_96\m08 | F:\UPOD\Cell_DLE\CSV_files_raw_nieuwe_structuur\2015\sap6_96\m08\42710az96_dlext_20150819_7950_8297.csv | 348
v5 | Full | 3 | 42710az96_dlext_20150820_8298_8612.csv | F:\UPOD\Cell_DLE\CSV_files_raw_nieuwe_structuur\2015\sap6_96\m08 | F:\UPOD\Cell_DLE\CSV_files_raw_nieuwe_structuur\2015\sap6_96\m08\42710az96_dlext_20150820_8298_8612.csv | 315
v5 | Full | 3 | 42710az96_dlext_20150821_8613_8914.csv | F:\UPOD\Cell_DLE\CSV_files_raw_nieuwe_structuur\2015\sap6_96\m08 | F:\UPOD\Cell_DLE\CSV_files_raw_nieuwe_structuur\2015\sap6_96\m08\42710az96_dlext_20150821_8613_8914.csv | 302
v5 | Full | 3 | 42710az96_dlext_20150822_8915_9050.csv | F:\UPOD\Cell_DLE\CSV_files_raw_nieuwe_structuur\2015\sap6_96\m08 | F:\UPOD\Cell_DLE\CSV_files_raw_nieuwe_structuur\2015\sap6_96\m08\42710az96_dlext_20150822_8915_9050.csv | 136
v5 | Full | 3 | 42710az96_dlext_20150823_9051_9141.csv | F:\UPOD\Cell_DLE\CSV_files_raw_nieuwe_structuur\2015\sap6_96\m08 | F:\UPOD\Cell_DLE\CSV_files_raw_nieuwe_structuur\2015\sap6_96\m08\42710az96_dlext_20150823_9051_9141.csv | 91
v5 | Full | 3 | 42710az96_dlext_20150824_9142_9500.csv | F:\UPOD\Cell_DLE\CSV_files_raw_nieuwe_structuur\2015\sap6_96\m08 | F:\UPOD\Cell_DLE\CSV_files_raw_nieuwe_structuur\2015\sap6_96\m08\42710az96_dlext_20150824_9142_9500.csv | 359
v5 | Full | 3 | 42710az96_dlext_20150825_9501_9854.csv | F:\UPOD\Cell_DLE\CSV_files_raw_nieuwe_structuur\2015\sap6_96\m08 | F:\UPOD\Cell_DLE\CSV_files_raw_nieuwe_structuur\2015\sap6_96\m08\42710az96_dlext_20150825_9501_9854.csv | 354
v5 | Full | 3 | 42710az96_dlext_20150826_9855_0195.csv | F:\UPOD\Cell_DLE\CSV_files_raw_nieuwe_structuur\2015\sap6_96\m08 | F:\UPOD\Cell_DLE\CSV_files_raw_nieuwe_structuur\2015\sap6_96\m08\42710az96_dlext_20150826_9855_0195.csv | 341
v5 | Full | 3 | 42710az96_dlext_20150827_0196_0526.csv | F:\UPOD\Cell_DLE\CSV_files_raw_nieuwe_structuur\2015\sap6_96\m08 | F:\UPOD\Cell_DLE\CSV_files_raw_nieuwe_structuur\2015\sap6_96\m08\42710az96_dlext_20150827_0196_0526.csv | 331
v5 | Full | 3 | 42710az96_dlext_20150828_0527_0882.csv | F:\UPOD\Cell_DLE\CSV_files_raw_nieuwe_structuur\2015\sap6_96\m08 | F:\UPOD\Cell_DLE\CSV_files_raw_nieuwe_structuur\2015\sap6_96\m08\42710az96_dlext_20150828_0527_0882.csv | 356
v5 | Full | 3 | 42710az96_dlext_20150829_0883_0921.csv | F:\UPOD\Cell_DLE\CSV_files_raw_nieuwe_structuur\2015\sap6_96\m08 | F:\UPOD\Cell_DLE\CSV_files_raw_nieuwe_structuur\2015\sap6_96\m08\42710az96_dlext_20150829_0883_0921.csv | 39
v5 | Full | 3 | 42710az96_dlext_20150830_0922_0931.csv | F:\UPOD\Cell_DLE\CSV_files_raw_nieuwe_structuur\2015\sap6_96\m08 | F:\UPOD\Cell_DLE\CSV_files_raw_nieuwe_structuur\2015\sap6_96\m08\42710az96_dlext_20150830_0922_0931.csv | 10
v5 | Full | 3 | 42710az96_dlext_20150831_0932_1254.csv | F:\UPOD\Cell_DLE\CSV_files_raw_nieuwe_structuur\2015\sap6_96\m08 | F:\UPOD\Cell_DLE\CSV_files_raw_nieuwe_structuur\2015\sap6_96\m08\42710az96_dlext_20150831_0932_1254.csv | 323
v5 | Full | 3 | 42710az96_dlext_20150901_1255_1560.csv | F:\UPOD\Cell_DLE\CSV_files_raw_nieuwe_structuur\2015\sap6_96\m09 | F:\UPOD\Cell_DLE\CSV_files_raw_nieuwe_structuur\2015\sap6_96\m09\42710az96_dlext_20150901_1255_1560.csv | 306
v5 | Full | 3 | 42710az96_dlext_20150902_1561_1818.csv | F:\UPOD\Cell_DLE\CSV_files_raw_nieuwe_structuur\2015\sap6_96\m09 | F:\UPOD\Cell_DLE\CSV_files_raw_nieuwe_structuur\2015\sap6_96\m09\42710az96_dlext_20150902_1561_1818.csv | 258
v5 | Full | 3 | 42710az96_dlext_20150903_1819_2162.csv | F:\UPOD\Cell_DLE\CSV_files_raw_nieuwe_structuur\2015\sap6_96\m09 | F:\UPOD\Cell_DLE\CSV_files_raw_nieuwe_structuur\2015\sap6_96\m09\42710az96_dlext_20150903_1819_2162.csv | 344
v5 | Full | 3 | 42710az96_dlext_20150904_2163_2471.csv | F:\UPOD\Cell_DLE\CSV_files_raw_nieuwe_structuur\2015\sap6_96\m09 | F:\UPOD\Cell_DLE\CSV_files_raw_nieuwe_structuur\2015\sap6_96\m09\42710az96_dlext_20150904_2163_2471.csv | 309
v5 | Full | 3 | 42710az96_dlext_20150905_2472_2566.csv | F:\UPOD\Cell_DLE\CSV_files_raw_nieuwe_structuur\2015\sap6_96\m09 | F:\UPOD\Cell_DLE\CSV_files_raw_nieuwe_structuur\2015\sap6_96\m09\42710az96_dlext_20150905_2472_2566.csv | 95
v5 | Full | 3 | 42710az96_dlext_20150906_2567_2663.csv | F:\UPOD\Cell_DLE\CSV_files_raw_nieuwe_structuur\2015\sap6_96\m09 | F:\UPOD\Cell_DLE\CSV_files_raw_nieuwe_structuur\2015\sap6_96\m09\42710az96_dlext_20150906_2567_2663.csv | 97
v5 | Full | 3 | 42710az96_dlext_20150907_2664_3079.csv | F:\UPOD\Cell_DLE\CSV_files_raw_nieuwe_structuur\2015\sap6_96\m09 | F:\UPOD\Cell_DLE\CSV_files_raw_nieuwe_structuur\2015\sap6_96\m09\42710az96_dlext_20150907_2664_3079.csv | 416
v5 | Full | 3 | 42710az96_dlext_20150908_3080_3423.csv | F:\UPOD\Cell_DLE\CSV_files_raw_nieuwe_structuur\2015\sap6_96\m09 | F:\UPOD\Cell_DLE\CSV_files_raw_nieuwe_structuur\2015\sap6_96\m09\42710az96_dlext_20150908_3080_3423.csv | 344
v5 | Full | 3 | 42710az96_dlext_20150909_3424_3755.csv | F:\UPOD\Cell_DLE\CSV_files_raw_nieuwe_structuur\2015\sap6_96\m09 | F:\UPOD\Cell_DLE\CSV_files_raw_nieuwe_structuur\2015\sap6_96\m09\42710az96_dlext_20150909_3424_3755.csv | 332
v5 | Full | 3 | 42710az96_dlext_20150910_3756_4102.csv | F:\UPOD\Cell_DLE\CSV_files_raw_nieuwe_structuur\2015\sap6_96\m09 | F:\UPOD\Cell_DLE\CSV_files_raw_nieuwe_structuur\2015\sap6_96\m09\42710az96_dlext_20150910_3756_4102.csv | 347
v5 | Full | 3 | 42710az96_dlext_20150911_4103_4413.csv | F:\UPOD\Cell_DLE\CSV_files_raw_nieuwe_structuur\2015\sap6_96\m09 | F:\UPOD\Cell_DLE\CSV_files_raw_nieuwe_structuur\2015\sap6_96\m09\42710az96_dlext_20150911_4103_4413.csv | 311
v5 | Full | 3 | 42710az96_dlext_20150912_4414_4556.csv | F:\UPOD\Cell_DLE\CSV_files_raw_nieuwe_structuur\2015\sap6_96\m09 | F:\UPOD\Cell_DLE\CSV_files_raw_nieuwe_structuur\2015\sap6_96\m09\42710az96_dlext_20150912_4414_4556.csv | 143
v5 | Full | 3 | 42710az96_dlext_20150913_4557_4659.csv | F:\UPOD\Cell_DLE\CSV_files_raw_nieuwe_structuur\2015\sap6_96\m09 | F:\UPOD\Cell_DLE\CSV_files_raw_nieuwe_structuur\2015\sap6_96\m09\42710az96_dlext_20150913_4557_4659.csv | 103
v5 | Full | 3 | 42710az96_dlext_20150914_4660_5019.csv | F:\UPOD\Cell_DLE\CSV_files_raw_nieuwe_structuur\2015\sap6_96\m09 | F:\UPOD\Cell_DLE\CSV_files_raw_nieuwe_structuur\2015\sap6_96\m09\42710az96_dlext_20150914_4660_5019.csv | 360
v5 | Full | 3 | 42710az96_dlext_20150915_5020_5264.csv | F:\UPOD\Cell_DLE\CSV_files_raw_nieuwe_structuur\2015\sap6_96\m09 | F:\UPOD\Cell_DLE\CSV_files_raw_nieuwe_structuur\2015\sap6_96\m09\42710az96_dlext_20150915_5020_5264.csv | 245
v5 | Full | 3 | 42710az96_dlext_20150916_5265_5560.csv | F:\UPOD\Cell_DLE\CSV_files_raw_nieuwe_structuur\2015\sap6_96\m09 | F:\UPOD\Cell_DLE\CSV_files_raw_nieuwe_structuur\2015\sap6_96\m09\42710az96_dlext_20150916_5265_5560.csv | 296
v5 | Full | 3 | 42710az96_dlext_20150917_5561_5824.csv | F:\UPOD\Cell_DLE\CSV_files_raw_nieuwe_structuur\2015\sap6_96\m09 | F:\UPOD\Cell_DLE\CSV_files_raw_nieuwe_structuur\2015\sap6_96\m09\42710az96_dlext_20150917_5561_5824.csv | 264
v5 | Full | 3 | 42710az96_dlext_20150918_5825_5916.csv | F:\UPOD\Cell_DLE\CSV_files_raw_nieuwe_structuur\2015\sap6_96\m09 | F:\UPOD\Cell_DLE\CSV_files_raw_nieuwe_structuur\2015\sap6_96\m09\42710az96_dlext_20150918_5825_5916.csv | 92
v5 | Full | 3 | 42710az96_dlext_20150919_5917_5965.csv | F:\UPOD\Cell_DLE\CSV_files_raw_nieuwe_structuur\2015\sap6_96\m09 | F:\UPOD\Cell_DLE\CSV_files_raw_nieuwe_structuur\2015\sap6_96\m09\42710az96_dlext_20150919_5917_5965.csv | 49
v5 | Full | 3 | 42710az96_dlext_20150921_5966_6173.csv | F:\UPOD\Cell_DLE\CSV_files_raw_nieuwe_structuur\2015\sap6_96\m09 | F:\UPOD\Cell_DLE\CSV_files_raw_nieuwe_structuur\2015\sap6_96\m09\42710az96_dlext_20150921_5966_6173.csv | 208
v5 | Full | 3 | 42710az96_dlext_20150922_6174_6353.csv | F:\UPOD\Cell_DLE\CSV_files_raw_nieuwe_structuur\2015\sap6_96\m09 | F:\UPOD\Cell_DLE\CSV_files_raw_nieuwe_structuur\2015\sap6_96\m09\42710az96_dlext_20150922_6174_6353.csv | 180
v5 | Full | 3 | 42710az96_dlext_20150923_6354_6685.csv | F:\UPOD\Cell_DLE\CSV_files_raw_nieuwe_structuur\2015\sap6_96\m09 | F:\UPOD\Cell_DLE\CSV_files_raw_nieuwe_structuur\2015\sap6_96\m09\42710az96_dlext_20150923_6354_6685.csv | 332
v5 | Full | 3 | 42710az96_dlext_20150924_6686_7019.csv | F:\UPOD\Cell_DLE\CSV_files_raw_nieuwe_structuur\2015\sap6_96\m09 | F:\UPOD\Cell_DLE\CSV_files_raw_nieuwe_structuur\2015\sap6_96\m09\42710az96_dlext_20150924_6686_7019.csv | 334
v5 | Full | 3 | 42710az96_dlext_20150925_7020_7325.csv | F:\UPOD\Cell_DLE\CSV_files_raw_nieuwe_structuur\2015\sap6_96\m09 | F:\UPOD\Cell_DLE\CSV_files_raw_nieuwe_structuur\2015\sap6_96\m09\42710az96_dlext_20150925_7020_7325.csv | 306
v5 | Full | 3 | 42710az96_dlext_20150926_7326_7443.csv | F:\UPOD\Cell_DLE\CSV_files_raw_nieuwe_structuur\2015\sap6_96\m09 | F:\UPOD\Cell_DLE\CSV_files_raw_nieuwe_structuur\2015\sap6_96\m09\42710az96_dlext_20150926_7326_7443.csv | 118
v5 | Full | 3 | 42710az96_dlext_20150927_7444_7518.csv | F:\UPOD\Cell_DLE\CSV_files_raw_nieuwe_structuur\2015\sap6_96\m09 | F:\UPOD\Cell_DLE\CSV_files_raw_nieuwe_structuur\2015\sap6_96\m09\42710az96_dlext_20150927_7444_7518.csv | 75
v5 | Full | 3 | 42710az96_dlext_20150928_7519_7854.csv | F:\UPOD\Cell_DLE\CSV_files_raw_nieuwe_structuur\2015\sap6_96\m09 | F:\UPOD\Cell_DLE\CSV_files_raw_nieuwe_structuur\2015\sap6_96\m09\42710az96_dlext_20150928_7519_7854.csv | 336
v5 | Full | 3 | 42710az96_dlext_20150929_7855_8165.csv | F:\UPOD\Cell_DLE\CSV_files_raw_nieuwe_structuur\2015\sap6_96\m09 | F:\UPOD\Cell_DLE\CSV_files_raw_nieuwe_structuur\2015\sap6_96\m09\42710az96_dlext_20150929_7855_8165.csv | 311
v5 | Full | 3 | 42710az96_dlext_20150930_8166_8505.csv | F:\UPOD\Cell_DLE\CSV_files_raw_nieuwe_structuur\2015\sap6_96\m09 | F:\UPOD\Cell_DLE\CSV_files_raw_nieuwe_structuur\2015\sap6_96\m09\42710az96_dlext_20150930_8166_8505.csv | 340
v5 | Full | 3 | 42710az96_dlext_20151001_8506_8872.csv | F:\UPOD\Cell_DLE\CSV_files_raw_nieuwe_structuur\2015\sap6_96\m10 | F:\UPOD\Cell_DLE\CSV_files_raw_nieuwe_structuur\2015\sap6_96\m10\42710az96_dlext_20151001_8506_8872.csv | 367
v5 | Full | 3 | 42710az96_dlext_20151002_8873_9142.csv | F:\UPOD\Cell_DLE\CSV_files_raw_nieuwe_structuur\2015\sap6_96\m10 | F:\UPOD\Cell_DLE\CSV_files_raw_nieuwe_structuur\2015\sap6_96\m10\42710az96_dlext_20151002_8873_9142.csv | 270
v5 | Full | 3 | 42710az96_dlext_20151003_9143_9264.csv | F:\UPOD\Cell_DLE\CSV_files_raw_nieuwe_structuur\2015\sap6_96\m10 | F:\UPOD\Cell_DLE\CSV_files_raw_nieuwe_structuur\2015\sap6_96\m10\42710az96_dlext_20151003_9143_9264.csv | 122
v5 | Full | 3 | 42710az96_dlext_20151004_9265_9421.csv | F:\UPOD\Cell_DLE\CSV_files_raw_nieuwe_structuur\2015\sap6_96\m10 | F:\UPOD\Cell_DLE\CSV_files_raw_nieuwe_structuur\2015\sap6_96\m10\42710az96_dlext_20151004_9265_9421.csv | 157
v5 | Full | 3 | 42710az96_dlext_20151005_9422_9806.csv | F:\UPOD\Cell_DLE\CSV_files_raw_nieuwe_structuur\2015\sap6_96\m10 | F:\UPOD\Cell_DLE\CSV_files_raw_nieuwe_structuur\2015\sap6_96\m10\42710az96_dlext_20151005_9422_9806.csv | 385
v5 | Full | 3 | 42710az96_dlext_20151006_9807_0141.csv | F:\UPOD\Cell_DLE\CSV_files_raw_nieuwe_structuur\2015\sap6_96\m10 | F:\UPOD\Cell_DLE\CSV_files_raw_nieuwe_structuur\2015\sap6_96\m10\42710az96_dlext_20151006_9807_0141.csv | 335
v5 | Full | 3 | 42710az96_dlext_20151007_0142_0466.csv | F:\UPOD\Cell_DLE\CSV_files_raw_nieuwe_structuur\2015\sap6_96\m10 | F:\UPOD\Cell_DLE\CSV_files_raw_nieuwe_structuur\2015\sap6_96\m10\42710az96_dlext_20151007_0142_0466.csv | 325
v5 | Full | 3 | 42710az96_dlext_20151008_0467_0768.csv | F:\UPOD\Cell_DLE\CSV_files_raw_nieuwe_structuur\2015\sap6_96\m10 | F:\UPOD\Cell_DLE\CSV_files_raw_nieuwe_structuur\2015\sap6_96\m10\42710az96_dlext_20151008_0467_0768.csv | 302
v5 | Full | 3 | 42710az96_dlext_20151009_0769_1089.csv | F:\UPOD\Cell_DLE\CSV_files_raw_nieuwe_structuur\2015\sap6_96\m10 | F:\UPOD\Cell_DLE\CSV_files_raw_nieuwe_structuur\2015\sap6_96\m10\42710az96_dlext_20151009_0769_1089.csv | 321
v5 | Full | 3 | 42710az96_dlext_20151010_1090_1245.csv | F:\UPOD\Cell_DLE\CSV_files_raw_nieuwe_structuur\2015\sap6_96\m10 | F:\UPOD\Cell_DLE\CSV_files_raw_nieuwe_structuur\2015\sap6_96\m10\42710az96_dlext_20151010_1090_1245.csv | 156
v5 | Full | 3 | 42710az96_dlext_20151011_1246_1380.csv | F:\UPOD\Cell_DLE\CSV_files_raw_nieuwe_structuur\2015\sap6_96\m10 | F:\UPOD\Cell_DLE\CSV_files_raw_nieuwe_structuur\2015\sap6_96\m10\42710az96_dlext_20151011_1246_1380.csv | 135
v5 | Full | 3 | 42710az96_dlext_20151012_1381_1696.csv | F:\UPOD\Cell_DLE\CSV_files_raw_nieuwe_structuur\2015\sap6_96\m10 | F:\UPOD\Cell_DLE\CSV_files_raw_nieuwe_structuur\2015\sap6_96\m10\42710az96_dlext_20151012_1381_1696.csv | 316
v5 | Full | 3 | 42710az96_dlext_20151013_1697_2032.csv | F:\UPOD\Cell_DLE\CSV_files_raw_nieuwe_structuur\2015\sap6_96\m10 | F:\UPOD\Cell_DLE\CSV_files_raw_nieuwe_structuur\2015\sap6_96\m10\42710az96_dlext_20151013_1697_2032.csv | 336
v5 | Full | 3 | 42710az96_dlext_20151014_2033_2291.csv | F:\UPOD\Cell_DLE\CSV_files_raw_nieuwe_structuur\2015\sap6_96\m10 | F:\UPOD\Cell_DLE\CSV_files_raw_nieuwe_structuur\2015\sap6_96\m10\42710az96_dlext_20151014_2033_2291.csv | 259
v5 | Full | 3 | 42710az96_dlext_20151015_2292_2676.csv | F:\UPOD\Cell_DLE\CSV_files_raw_nieuwe_structuur\2015\sap6_96\m10 | F:\UPOD\Cell_DLE\CSV_files_raw_nieuwe_structuur\2015\sap6_96\m10\42710az96_dlext_20151015_2292_2676.csv | 385
v5 | Full | 3 | 42710az96_dlext_20151016_2677_2925.csv | F:\UPOD\Cell_DLE\CSV_files_raw_nieuwe_structuur\2015\sap6_96\m10 | F:\UPOD\Cell_DLE\CSV_files_raw_nieuwe_structuur\2015\sap6_96\m10\42710az96_dlext_20151016_2677_2925.csv | 249
v5 | Full | 3 | 42710az96_dlext_20151017_2926_3056.csv | F:\UPOD\Cell_DLE\CSV_files_raw_nieuwe_structuur\2015\sap6_96\m10 | F:\UPOD\Cell_DLE\CSV_files_raw_nieuwe_structuur\2015\sap6_96\m10\42710az96_dlext_20151017_2926_3056.csv | 131
v5 | Full | 3 | 42710az96_dlext_20151018_3057_3160.csv | F:\UPOD\Cell_DLE\CSV_files_raw_nieuwe_structuur\2015\sap6_96\m10 | F:\UPOD\Cell_DLE\CSV_files_raw_nieuwe_structuur\2015\sap6_96\m10\42710az96_dlext_20151018_3057_3160.csv | 104
v5 | Full | 3 | 42710az96_dlext_20151019_3161_3498.csv | F:\UPOD\Cell_DLE\CSV_files_raw_nieuwe_structuur\2015\sap6_96\m10 | F:\UPOD\Cell_DLE\CSV_files_raw_nieuwe_structuur\2015\sap6_96\m10\42710az96_dlext_20151019_3161_3498.csv | 338
v5 | Full | 3 | 42710az96_dlext_20151020_3499_3790.csv | F:\UPOD\Cell_DLE\CSV_files_raw_nieuwe_structuur\2015\sap6_96\m10 | F:\UPOD\Cell_DLE\CSV_files_raw_nieuwe_structuur\2015\sap6_96\m10\42710az96_dlext_20151020_3499_3790.csv | 292
v5 | Full | 3 | 42710az96_dlext_20151021_3791_3937.csv | F:\UPOD\Cell_DLE\CSV_files_raw_nieuwe_structuur\2015\sap6_96\m10 | F:\UPOD\Cell_DLE\CSV_files_raw_nieuwe_structuur\2015\sap6_96\m10\42710az96_dlext_20151021_3791_3937.csv | 147
v5 | Full | 3 | 42710az96_dlext_20151022_3938_4306.csv | F:\UPOD\Cell_DLE\CSV_files_raw_nieuwe_structuur\2015\sap6_96\m10 | F:\UPOD\Cell_DLE\CSV_files_raw_nieuwe_structuur\2015\sap6_96\m10\42710az96_dlext_20151022_3938_4306.csv | 369
v5 | Full | 3 | 42710az96_dlext_20151023_4307_4569.csv | F:\UPOD\Cell_DLE\CSV_files_raw_nieuwe_structuur\2015\sap6_96\m10 | F:\UPOD\Cell_DLE\CSV_files_raw_nieuwe_structuur\2015\sap6_96\m10\42710az96_dlext_20151023_4307_4569.csv | 263
v5 | Full | 3 | 42710az96_dlext_20151024_4570_4670.csv | F:\UPOD\Cell_DLE\CSV_files_raw_nieuwe_structuur\2015\sap6_96\m10 | F:\UPOD\Cell_DLE\CSV_files_raw_nieuwe_structuur\2015\sap6_96\m10\42710az96_dlext_20151024_4570_4670.csv | 101
v5 | Full | 3 | 42710az96_dlext_20151025_4671_4767.csv | F:\UPOD\Cell_DLE\CSV_files_raw_nieuwe_structuur\2015\sap6_96\m10 | F:\UPOD\Cell_DLE\CSV_files_raw_nieuwe_structuur\2015\sap6_96\m10\42710az96_dlext_20151025_4671_4767.csv | 97
v5 | Full | 3 | 42710az96_dlext_20151026_4768_5038.csv | F:\UPOD\Cell_DLE\CSV_files_raw_nieuwe_structuur\2015\sap6_96\m10 | F:\UPOD\Cell_DLE\CSV_files_raw_nieuwe_structuur\2015\sap6_96\m10\42710az96_dlext_20151026_4768_5038.csv | 271
v5 | Full | 3 | 42710az96_dlext_20151027_5039_5377.csv | F:\UPOD\Cell_DLE\CSV_files_raw_nieuwe_structuur\2015\sap6_96\m10 | F:\UPOD\Cell_DLE\CSV_files_raw_nieuwe_structuur\2015\sap6_96\m10\42710az96_dlext_20151027_5039_5377.csv | 339
v5 | Full | 3 | 42710az96_dlext_20151028_5378_5668.csv | F:\UPOD\Cell_DLE\CSV_files_raw_nieuwe_structuur\2015\sap6_96\m10 | F:\UPOD\Cell_DLE\CSV_files_raw_nieuwe_structuur\2015\sap6_96\m10\42710az96_dlext_20151028_5378_5668.csv | 291
v5 | Full | 3 | 42710az96_dlext_20151029_5669_6004.csv | F:\UPOD\Cell_DLE\CSV_files_raw_nieuwe_structuur\2015\sap6_96\m10 | F:\UPOD\Cell_DLE\CSV_files_raw_nieuwe_structuur\2015\sap6_96\m10\42710az96_dlext_20151029_5669_6004.csv | 336
v5 | Full | 3 | 42710az96_dlext_20151030_6005_6261.csv | F:\UPOD\Cell_DLE\CSV_files_raw_nieuwe_structuur\2015\sap6_96\m10 | F:\UPOD\Cell_DLE\CSV_files_raw_nieuwe_structuur\2015\sap6_96\m10\42710az96_dlext_20151030_6005_6261.csv | 257
v5 | Full | 3 | 42710az96_dlext_20151031_6262_6392.csv | F:\UPOD\Cell_DLE\CSV_files_raw_nieuwe_structuur\2015\sap6_96\m10 | F:\UPOD\Cell_DLE\CSV_files_raw_nieuwe_structuur\2015\sap6_96\m10\42710az96_dlext_20151031_6262_6392.csv | 131
v5 | Full | 3 | 42710az96_dlext_20151101_6393_6485.csv | F:\UPOD\Cell_DLE\CSV_files_raw_nieuwe_structuur\2015\sap6_96\m11 | F:\UPOD\Cell_DLE\CSV_files_raw_nieuwe_structuur\2015\sap6_96\m11\42710az96_dlext_20151101_6393_6485.csv | 93
v5 | Full | 3 | 42710az96_dlext_20151102_6486_6851.csv | F:\UPOD\Cell_DLE\CSV_files_raw_nieuwe_structuur\2015\sap6_96\m11 | F:\UPOD\Cell_DLE\CSV_files_raw_nieuwe_structuur\2015\sap6_96\m11\42710az96_dlext_20151102_6486_6851.csv | 366
v5 | Full | 3 | 42710az96_dlext_20151103_6852_7166.csv | F:\UPOD\Cell_DLE\CSV_files_raw_nieuwe_structuur\2015\sap6_96\m11 | F:\UPOD\Cell_DLE\CSV_files_raw_nieuwe_structuur\2015\sap6_96\m11\42710az96_dlext_20151103_6852_7166.csv | 315
v5 | Full | 3 | 42710az96_dlext_20151104_7167_7486.csv | F:\UPOD\Cell_DLE\CSV_files_raw_nieuwe_structuur\2015\sap6_96\m11 | F:\UPOD\Cell_DLE\CSV_files_raw_nieuwe_structuur\2015\sap6_96\m11\42710az96_dlext_20151104_7167_7486.csv | 320
v5 | Full | 3 | 42710az96_dlext_20151105_7487_7756.csv | F:\UPOD\Cell_DLE\CSV_files_raw_nieuwe_structuur\2015\sap6_96\m11 | F:\UPOD\Cell_DLE\CSV_files_raw_nieuwe_structuur\2015\sap6_96\m11\42710az96_dlext_20151105_7487_7756.csv | 270
v5 | Full | 3 | 42710az96_dlext_20151106_7757_8028.csv | F:\UPOD\Cell_DLE\CSV_files_raw_nieuwe_structuur\2015\sap6_96\m11 | F:\UPOD\Cell_DLE\CSV_files_raw_nieuwe_structuur\2015\sap6_96\m11\42710az96_dlext_20151106_7757_8028.csv | 272
v5 | Full | 3 | 42710az96_dlext_20151107_8029_8160.csv | F:\UPOD\Cell_DLE\CSV_files_raw_nieuwe_structuur\2015\sap6_96\m11 | F:\UPOD\Cell_DLE\CSV_files_raw_nieuwe_structuur\2015\sap6_96\m11\42710az96_dlext_20151107_8029_8160.csv | 132
v5 | Full | 3 | 42710az96_dlext_20151108_8161_8283.csv | F:\UPOD\Cell_DLE\CSV_files_raw_nieuwe_structuur\2015\sap6_96\m11 | F:\UPOD\Cell_DLE\CSV_files_raw_nieuwe_structuur\2015\sap6_96\m11\42710az96_dlext_20151108_8161_8283.csv | 123
v5 | Full | 3 | 42710az96_dlext_20151109_8284_8624.csv | F:\UPOD\Cell_DLE\CSV_files_raw_nieuwe_structuur\2015\sap6_96\m11 | F:\UPOD\Cell_DLE\CSV_files_raw_nieuwe_structuur\2015\sap6_96\m11\42710az96_dlext_20151109_8284_8624.csv | 341
v5 | Full | 3 | 42710az96_dlext_20151110_8625_8982.csv | F:\UPOD\Cell_DLE\CSV_files_raw_nieuwe_structuur\2015\sap6_96\m11 | F:\UPOD\Cell_DLE\CSV_files_raw_nieuwe_structuur\2015\sap6_96\m11\42710az96_dlext_20151110_8625_8982.csv | 358
v5 | Full | 3 | 42710az96_dlext_20151111_8983_9255.csv | F:\UPOD\Cell_DLE\CSV_files_raw_nieuwe_structuur\2015\sap6_96\m11 | F:\UPOD\Cell_DLE\CSV_files_raw_nieuwe_structuur\2015\sap6_96\m11\42710az96_dlext_20151111_8983_9255.csv | 273
v5 | Full | 3 | 42710az96_dlext_20151112_9256_9563.csv | F:\UPOD\Cell_DLE\CSV_files_raw_nieuwe_structuur\2015\sap6_96\m11 | F:\UPOD\Cell_DLE\CSV_files_raw_nieuwe_structuur\2015\sap6_96\m11\42710az96_dlext_20151112_9256_9563.csv | 308
v5 | Full | 3 | 42710az96_dlext_20151113_9564_9811.csv | F:\UPOD\Cell_DLE\CSV_files_raw_nieuwe_structuur\2015\sap6_96\m11 | F:\UPOD\Cell_DLE\CSV_files_raw_nieuwe_structuur\2015\sap6_96\m11\42710az96_dlext_20151113_9564_9811.csv | 248
v5 | Full | 3 | 42710az96_dlext_20151114_9812_9887.csv | F:\UPOD\Cell_DLE\CSV_files_raw_nieuwe_structuur\2015\sap6_96\m11 | F:\UPOD\Cell_DLE\CSV_files_raw_nieuwe_structuur\2015\sap6_96\m11\42710az96_dlext_20151114_9812_9887.csv | 76
v5 | Full | 3 | 42710az96_dlext_20151115_9888_9994.csv | F:\UPOD\Cell_DLE\CSV_files_raw_nieuwe_structuur\2015\sap6_96\m11 | F:\UPOD\Cell_DLE\CSV_files_raw_nieuwe_structuur\2015\sap6_96\m11\42710az96_dlext_20151115_9888_9994.csv | 107
v5 | Full | 3 | 42710az96_dlext_20151116_9995_0366.csv | F:\UPOD\Cell_DLE\CSV_files_raw_nieuwe_structuur\2015\sap6_96\m11 | F:\UPOD\Cell_DLE\CSV_files_raw_nieuwe_structuur\2015\sap6_96\m11\42710az96_dlext_20151116_9995_0366.csv | 372
v5 | Full | 3 | 42710az96_dlext_20151117_0367_0784.csv | F:\UPOD\Cell_DLE\CSV_files_raw_nieuwe_structuur\2015\sap6_96\m11 | F:\UPOD\Cell_DLE\CSV_files_raw_nieuwe_structuur\2015\sap6_96\m11\42710az96_dlext_20151117_0367_0784.csv | 418
v5 | Full | 3 | 42710az96_dlext_20151118_0785_1210.csv | F:\UPOD\Cell_DLE\CSV_files_raw_nieuwe_structuur\2015\sap6_96\m11 | F:\UPOD\Cell_DLE\CSV_files_raw_nieuwe_structuur\2015\sap6_96\m11\42710az96_dlext_20151118_0785_1210.csv | 426
v5 | Full | 3 | 42710az96_dlext_20151119_1211_1525.csv | F:\UPOD\Cell_DLE\CSV_files_raw_nieuwe_structuur\2015\sap6_96\m11 | F:\UPOD\Cell_DLE\CSV_files_raw_nieuwe_structuur\2015\sap6_96\m11\42710az96_dlext_20151119_1211_1525.csv | 315
v5 | Full | 3 | 42710az96_dlext_20151120_1526_1820.csv | F:\UPOD\Cell_DLE\CSV_files_raw_nieuwe_structuur\2015\sap6_96\m11 | F:\UPOD\Cell_DLE\CSV_files_raw_nieuwe_structuur\2015\sap6_96\m11\42710az96_dlext_20151120_1526_1820.csv | 295
v5 | Full | 3 | 42710az96_dlext_20151121_1821_1989.csv | F:\UPOD\Cell_DLE\CSV_files_raw_nieuwe_structuur\2015\sap6_96\m11 | F:\UPOD\Cell_DLE\CSV_files_raw_nieuwe_structuur\2015\sap6_96\m11\42710az96_dlext_20151121_1821_1989.csv | 169
v5 | Full | 3 | 42710az96_dlext_20151122_1990_2130.csv | F:\UPOD\Cell_DLE\CSV_files_raw_nieuwe_structuur\2015\sap6_96\m11 | F:\UPOD\Cell_DLE\CSV_files_raw_nieuwe_structuur\2015\sap6_96\m11\42710az96_dlext_20151122_1990_2130.csv | 141
v5 | Full | 3 | 42710az96_dlext_20151123_2131_2663.csv | F:\UPOD\Cell_DLE\CSV_files_raw_nieuwe_structuur\2015\sap6_96\m11 | F:\UPOD\Cell_DLE\CSV_files_raw_nieuwe_structuur\2015\sap6_96\m11\42710az96_dlext_20151123_2131_2663.csv | 533
v5 | Full | 3 | 42710az96_dlext_20151124_2664_3115.csv | F:\UPOD\Cell_DLE\CSV_files_raw_nieuwe_structuur\2015\sap6_96\m11 | F:\UPOD\Cell_DLE\CSV_files_raw_nieuwe_structuur\2015\sap6_96\m11\42710az96_dlext_20151124_2664_3115.csv | 452
v5 | Full | 3 | 42710az96_dlext_20151125_3116_3470.csv | F:\UPOD\Cell_DLE\CSV_files_raw_nieuwe_structuur\2015\sap6_96\m11 | F:\UPOD\Cell_DLE\CSV_files_raw_nieuwe_structuur\2015\sap6_96\m11\42710az96_dlext_20151125_3116_3470.csv | 355
v5 | Full | 3 | 42710az96_dlext_20151126_3471_3939.csv | F:\UPOD\Cell_DLE\CSV_files_raw_nieuwe_structuur\2015\sap6_96\m11 | F:\UPOD\Cell_DLE\CSV_files_raw_nieuwe_structuur\2015\sap6_96\m11\42710az96_dlext_20151126_3471_3939.csv | 469
v5 | Full | 3 | 42710az96_dlext_20151127_3940_4222.csv | F:\UPOD\Cell_DLE\CSV_files_raw_nieuwe_structuur\2015\sap6_96\m11 | F:\UPOD\Cell_DLE\CSV_files_raw_nieuwe_structuur\2015\sap6_96\m11\42710az96_dlext_20151127_3940_4222.csv | 283
v5 | Full | 3 | 42710az96_dlext_20151128_4223_4342.csv | F:\UPOD\Cell_DLE\CSV_files_raw_nieuwe_structuur\2015\sap6_96\m11 | F:\UPOD\Cell_DLE\CSV_files_raw_nieuwe_structuur\2015\sap6_96\m11\42710az96_dlext_20151128_4223_4342.csv | 120
v5 | Full | 3 | 42710az96_dlext_20151129_4343_4437.csv | F:\UPOD\Cell_DLE\CSV_files_raw_nieuwe_structuur\2015\sap6_96\m11 | F:\UPOD\Cell_DLE\CSV_files_raw_nieuwe_structuur\2015\sap6_96\m11\42710az96_dlext_20151129_4343_4437.csv | 95
v5 | Full | 3 | 42710az96_dlext_20151130_4438_4771.csv | F:\UPOD\Cell_DLE\CSV_files_raw_nieuwe_structuur\2015\sap6_96\m11 | F:\UPOD\Cell_DLE\CSV_files_raw_nieuwe_structuur\2015\sap6_96\m11\42710az96_dlext_20151130_4438_4771.csv | 334
v5 | Full | 3 | 42710az96_dlext_20151201_4772_5155.csv | F:\UPOD\Cell_DLE\CSV_files_raw_nieuwe_structuur\2015\sap6_96\m12 | F:\UPOD\Cell_DLE\CSV_files_raw_nieuwe_structuur\2015\sap6_96\m12\42710az96_dlext_20151201_4772_5155.csv | 384
v5 | Full | 3 | 42710az96_dlext_20151202_5156_5453.csv | F:\UPOD\Cell_DLE\CSV_files_raw_nieuwe_structuur\2015\sap6_96\m12 | F:\UPOD\Cell_DLE\CSV_files_raw_nieuwe_structuur\2015\sap6_96\m12\42710az96_dlext_20151202_5156_5453.csv | 298
v5 | Full | 3 | 42710az96_dlext_20151203_5454_5734.csv | F:\UPOD\Cell_DLE\CSV_files_raw_nieuwe_structuur\2015\sap6_96\m12 | F:\UPOD\Cell_DLE\CSV_files_raw_nieuwe_structuur\2015\sap6_96\m12\42710az96_dlext_20151203_5454_5734.csv | 281
v5 | Full | 3 | 42710az96_dlext_20151204_5735_6086.csv | F:\UPOD\Cell_DLE\CSV_files_raw_nieuwe_structuur\2015\sap6_96\m12 | F:\UPOD\Cell_DLE\CSV_files_raw_nieuwe_structuur\2015\sap6_96\m12\42710az96_dlext_20151204_5735_6086.csv | 352
v5 | Full | 3 | 42710az96_dlext_20151205_6087_6255.csv | F:\UPOD\Cell_DLE\CSV_files_raw_nieuwe_structuur\2015\sap6_96\m12 | F:\UPOD\Cell_DLE\CSV_files_raw_nieuwe_structuur\2015\sap6_96\m12\42710az96_dlext_20151205_6087_6255.csv | 169
v5 | Full | 3 | 42710az96_dlext_20151206_6256_6366.csv | F:\UPOD\Cell_DLE\CSV_files_raw_nieuwe_structuur\2015\sap6_96\m12 | F:\UPOD\Cell_DLE\CSV_files_raw_nieuwe_structuur\2015\sap6_96\m12\42710az96_dlext_20151206_6256_6366.csv | 111
v5 | Full | 3 | 42710az96_dlext_20151207_6367_6716.csv | F:\UPOD\Cell_DLE\CSV_files_raw_nieuwe_structuur\2015\sap6_96\m12 | F:\UPOD\Cell_DLE\CSV_files_raw_nieuwe_structuur\2015\sap6_96\m12\42710az96_dlext_20151207_6367_6716.csv | 350
v5 | Full | 3 | 42710az96_dlext_20151208_6717_7039.csv | F:\UPOD\Cell_DLE\CSV_files_raw_nieuwe_structuur\2015\sap6_96\m12 | F:\UPOD\Cell_DLE\CSV_files_raw_nieuwe_structuur\2015\sap6_96\m12\42710az96_dlext_20151208_6717_7039.csv | 323
v5 | Full | 3 | 42710az96_dlext_20151209_7040_7164.csv | F:\UPOD\Cell_DLE\CSV_files_raw_nieuwe_structuur\2015\sap6_96\m12 | F:\UPOD\Cell_DLE\CSV_files_raw_nieuwe_structuur\2015\sap6_96\m12\42710az96_dlext_20151209_7040_7164.csv | 125
v5 | Full | 3 | 42710az96_dlext_20151210_7165_7521.csv | F:\UPOD\Cell_DLE\CSV_files_raw_nieuwe_structuur\2015\sap6_96\m12 | F:\UPOD\Cell_DLE\CSV_files_raw_nieuwe_structuur\2015\sap6_96\m12\42710az96_dlext_20151210_7165_7521.csv | 357
v5 | Full | 3 | 42710az96_dlext_20151211_7522_7798.csv | F:\UPOD\Cell_DLE\CSV_files_raw_nieuwe_structuur\2015\sap6_96\m12 | F:\UPOD\Cell_DLE\CSV_files_raw_nieuwe_structuur\2015\sap6_96\m12\42710az96_dlext_20151211_7522_7798.csv | 277
v5 | Full | 3 | 42710az96_dlext_20151212_7799_7898.csv | F:\UPOD\Cell_DLE\CSV_files_raw_nieuwe_structuur\2015\sap6_96\m12 | F:\UPOD\Cell_DLE\CSV_files_raw_nieuwe_structuur\2015\sap6_96\m12\42710az96_dlext_20151212_7799_7898.csv | 100
v5 | Full | 3 | 42710az96_dlext_20151213_7899_8003.csv | F:\UPOD\Cell_DLE\CSV_files_raw_nieuwe_structuur\2015\sap6_96\m12 | F:\UPOD\Cell_DLE\CSV_files_raw_nieuwe_structuur\2015\sap6_96\m12\42710az96_dlext_20151213_7899_8003.csv | 105
v5 | Full | 3 | 42710az96_dlext_20151214_8004_8343.csv | F:\UPOD\Cell_DLE\CSV_files_raw_nieuwe_structuur\2015\sap6_96\m12 | F:\UPOD\Cell_DLE\CSV_files_raw_nieuwe_structuur\2015\sap6_96\m12\42710az96_dlext_20151214_8004_8343.csv | 340
v5 | Full | 3 | 42710az96_dlext_20151215_8344_8659.csv | F:\UPOD\Cell_DLE\CSV_files_raw_nieuwe_structuur\2015\sap6_96\m12 | F:\UPOD\Cell_DLE\CSV_files_raw_nieuwe_structuur\2015\sap6_96\m12\42710az96_dlext_20151215_8344_8659.csv | 316
v5 | Full | 3 | 42710az96_dlext_20151216_8660_8979.csv | F:\UPOD\Cell_DLE\CSV_files_raw_nieuwe_structuur\2015\sap6_96\m12 | F:\UPOD\Cell_DLE\CSV_files_raw_nieuwe_structuur\2015\sap6_96\m12\42710az96_dlext_20151216_8660_8979.csv | 320
v5 | Full | 3 | 42710az96_dlext_20151217_8980_9273.csv | F:\UPOD\Cell_DLE\CSV_files_raw_nieuwe_structuur\2015\sap6_96\m12 | F:\UPOD\Cell_DLE\CSV_files_raw_nieuwe_structuur\2015\sap6_96\m12\42710az96_dlext_20151217_8980_9273.csv | 294
v5 | Full | 3 | 42710az96_dlext_20151218_9274_9443.csv | F:\UPOD\Cell_DLE\CSV_files_raw_nieuwe_structuur\2015\sap6_96\m12 | F:\UPOD\Cell_DLE\CSV_files_raw_nieuwe_structuur\2015\sap6_96\m12\42710az96_dlext_20151218_9274_9443.csv | 170
v5 | Full | 3 | 42710az96_dlext_20151221_9444_9478.csv | F:\UPOD\Cell_DLE\CSV_files_raw_nieuwe_structuur\2015\sap6_96\m12 | F:\UPOD\Cell_DLE\CSV_files_raw_nieuwe_structuur\2015\sap6_96\m12\42710az96_dlext_20151221_9444_9478.csv | 35
v5 | Full | 3 | 42710az96_dlext_20151222_9479_9727.csv | F:\UPOD\Cell_DLE\CSV_files_raw_nieuwe_structuur\2015\sap6_96\m12 | F:\UPOD\Cell_DLE\CSV_files_raw_nieuwe_structuur\2015\sap6_96\m12\42710az96_dlext_20151222_9479_9727.csv | 249
v5 | Full | 3 | 42710az96_dlext_20151223_9728_0023.csv | F:\UPOD\Cell_DLE\CSV_files_raw_nieuwe_structuur\2015\sap6_96\m12 | F:\UPOD\Cell_DLE\CSV_files_raw_nieuwe_structuur\2015\sap6_96\m12\42710az96_dlext_20151223_9728_0023.csv | 296
v5 | Full | 3 | 42710az96_dlext_20151224_0024_0325.csv | F:\UPOD\Cell_DLE\CSV_files_raw_nieuwe_structuur\2015\sap6_96\m12 | F:\UPOD\Cell_DLE\CSV_files_raw_nieuwe_structuur\2015\sap6_96\m12\42710az96_dlext_20151224_0024_0325.csv | 302
v5 | Full | 3 | 42710az96_dlext_20151225_0326_0414.csv | F:\UPOD\Cell_DLE\CSV_files_raw_nieuwe_structuur\2015\sap6_96\m12 | F:\UPOD\Cell_DLE\CSV_files_raw_nieuwe_structuur\2015\sap6_96\m12\42710az96_dlext_20151225_0326_0414.csv | 89
v5 | Full | 3 | 42710az96_dlext_20151226_0415_0527.csv | F:\UPOD\Cell_DLE\CSV_files_raw_nieuwe_structuur\2015\sap6_96\m12 | F:\UPOD\Cell_DLE\CSV_files_raw_nieuwe_structuur\2015\sap6_96\m12\42710az96_dlext_20151226_0415_0527.csv | 113
v5 | Full | 3 | 42710az96_dlext_20151227_0528_0600.csv | F:\UPOD\Cell_DLE\CSV_files_raw_nieuwe_structuur\2015\sap6_96\m12 | F:\UPOD\Cell_DLE\CSV_files_raw_nieuwe_structuur\2015\sap6_96\m12\42710az96_dlext_20151227_0528_0600.csv | 73
v5 | Full | 3 | 42710az96_dlext_20151228_0601_0833.csv | F:\UPOD\Cell_DLE\CSV_files_raw_nieuwe_structuur\2015\sap6_96\m12 | F:\UPOD\Cell_DLE\CSV_files_raw_nieuwe_structuur\2015\sap6_96\m12\42710az96_dlext_20151228_0601_0833.csv | 233
v5 | Full | 3 | 42710az96_dlext_20151229_0834_1130.csv | F:\UPOD\Cell_DLE\CSV_files_raw_nieuwe_structuur\2015\sap6_96\m12 | F:\UPOD\Cell_DLE\CSV_files_raw_nieuwe_structuur\2015\sap6_96\m12\42710az96_dlext_20151229_0834_1130.csv | 297
v5 | Full | 3 | 42710az96_dlext_20151230_1131_1298.csv | F:\UPOD\Cell_DLE\CSV_files_raw_nieuwe_structuur\2015\sap6_96\m12 | F:\UPOD\Cell_DLE\CSV_files_raw_nieuwe_structuur\2015\sap6_96\m12\42710az96_dlext_20151230_1131_1298.csv | 168
v5 | Full | 3 | 42710az96_dlext_20151231_1299_1537.csv | F:\UPOD\Cell_DLE\CSV_files_raw_nieuwe_structuur\2015\sap6_96\m12 | F:\UPOD\Cell_DLE\CSV_files_raw_nieuwe_structuur\2015\sap6_96\m12\42710az96_dlext_20151231_1299_1537.csv | 239
v5 | Full | 3 | 42710az96_dlext_20160101_1538_1679.csv | F:\UPOD\Cell_DLE\CSV_files_raw_nieuwe_structuur\2016\sap6_96\m01 | F:\UPOD\Cell_DLE\CSV_files_raw_nieuwe_structuur\2016\sap6_96\m01\42710az96_dlext_20160101_1538_1679.csv | 142
v5 | Full | 3 | 42710az96_dlext_20160102_1680_1792.csv | F:\UPOD\Cell_DLE\CSV_files_raw_nieuwe_structuur\2016\sap6_96\m01 | F:\UPOD\Cell_DLE\CSV_files_raw_nieuwe_structuur\2016\sap6_96\m01\42710az96_dlext_20160102_1680_1792.csv | 113
v5 | Full | 3 | 42710az96_dlext_20160103_1793_1880.csv | F:\UPOD\Cell_DLE\CSV_files_raw_nieuwe_structuur\2016\sap6_96\m01 | F:\UPOD\Cell_DLE\CSV_files_raw_nieuwe_structuur\2016\sap6_96\m01\42710az96_dlext_20160103_1793_1880.csv | 88
v5 | Full | 3 | 42710az96_dlext_20160104_8853_2237.csv | F:\UPOD\Cell_DLE\CSV_files_raw_nieuwe_structuur\2016\sap6_96\m01 | F:\UPOD\Cell_DLE\CSV_files_raw_nieuwe_structuur\2016\sap6_96\m01\42710az96_dlext_20160104_8853_2237.csv | 3385
v5 | Full | 3 | 42710az96_dlext_20160105_2238_2681.csv | F:\UPOD\Cell_DLE\CSV_files_raw_nieuwe_structuur\2016\sap6_96\m01 | F:\UPOD\Cell_DLE\CSV_files_raw_nieuwe_structuur\2016\sap6_96\m01\42710az96_dlext_20160105_2238_2681.csv | 444
v5 | Full | 3 | 42710az96_dlext_20160106_2682_3160.csv | F:\UPOD\Cell_DLE\CSV_files_raw_nieuwe_structuur\2016\sap6_96\m01 | F:\UPOD\Cell_DLE\CSV_files_raw_nieuwe_structuur\2016\sap6_96\m01\42710az96_dlext_20160106_2682_3160.csv | 479
v5 | Full | 3 | 42710az96_dlext_20160107_3161_3468.csv | F:\UPOD\Cell_DLE\CSV_files_raw_nieuwe_structuur\2016\sap6_96\m01 | F:\UPOD\Cell_DLE\CSV_files_raw_nieuwe_structuur\2016\sap6_96\m01\42710az96_dlext_20160107_3161_3468.csv | 308
v5 | Full | 3 | 42710az96_dlext_20160108_3469_3827.csv | F:\UPOD\Cell_DLE\CSV_files_raw_nieuwe_structuur\2016\sap6_96\m01 | F:\UPOD\Cell_DLE\CSV_files_raw_nieuwe_structuur\2016\sap6_96\m01\42710az96_dlext_20160108_3469_3827.csv | 359
v5 | Full | 3 | 42710az96_dlext_20160109_3828_3998.csv | F:\UPOD\Cell_DLE\CSV_files_raw_nieuwe_structuur\2016\sap6_96\m01 | F:\UPOD\Cell_DLE\CSV_files_raw_nieuwe_structuur\2016\sap6_96\m01\42710az96_dlext_20160109_3828_3998.csv | 171
v5 | Full | 3 | 42710az96_dlext_20160110_3999_4142.csv | F:\UPOD\Cell_DLE\CSV_files_raw_nieuwe_structuur\2016\sap6_96\m01 | F:\UPOD\Cell_DLE\CSV_files_raw_nieuwe_structuur\2016\sap6_96\m01\42710az96_dlext_20160110_3999_4142.csv | 144
v5 | Full | 3 | 42710az96_dlext_20160111_4143_4545.csv | F:\UPOD\Cell_DLE\CSV_files_raw_nieuwe_structuur\2016\sap6_96\m01 | F:\UPOD\Cell_DLE\CSV_files_raw_nieuwe_structuur\2016\sap6_96\m01\42710az96_dlext_20160111_4143_4545.csv | 403
v5 | Full | 3 | 42710az96_dlext_20160112_4546_4883.csv | F:\UPOD\Cell_DLE\CSV_files_raw_nieuwe_structuur\2016\sap6_96\m01 | F:\UPOD\Cell_DLE\CSV_files_raw_nieuwe_structuur\2016\sap6_96\m01\42710az96_dlext_20160112_4546_4883.csv | 338
v5 | Full | 3 | 42710az96_dlext_20160113_4884_5259.csv | F:\UPOD\Cell_DLE\CSV_files_raw_nieuwe_structuur\2016\sap6_96\m01 | F:\UPOD\Cell_DLE\CSV_files_raw_nieuwe_structuur\2016\sap6_96\m01\42710az96_dlext_20160113_4884_5259.csv | 376
v5 | Full | 3 | 42710az96_dlext_20160114_5260_5683.csv | F:\UPOD\Cell_DLE\CSV_files_raw_nieuwe_structuur\2016\sap6_96\m01 | F:\UPOD\Cell_DLE\CSV_files_raw_nieuwe_structuur\2016\sap6_96\m01\42710az96_dlext_20160114_5260_5683.csv | 424
v5 | Full | 3 | 42710az96_dlext_20160115_5684_5998.csv | F:\UPOD\Cell_DLE\CSV_files_raw_nieuwe_structuur\2016\sap6_96\m01 | F:\UPOD\Cell_DLE\CSV_files_raw_nieuwe_structuur\2016\sap6_96\m01\42710az96_dlext_20160115_5684_5998.csv | 315
v5 | Full | 3 | 42710az96_dlext_20160116_5999_6128.csv | F:\UPOD\Cell_DLE\CSV_files_raw_nieuwe_structuur\2016\sap6_96\m01 | F:\UPOD\Cell_DLE\CSV_files_raw_nieuwe_structuur\2016\sap6_96\m01\42710az96_dlext_20160116_5999_6128.csv | 130
v5 | Full | 3 | 42710az96_dlext_20160117_6129_6253.csv | F:\UPOD\Cell_DLE\CSV_files_raw_nieuwe_structuur\2016\sap6_96\m01 | F:\UPOD\Cell_DLE\CSV_files_raw_nieuwe_structuur\2016\sap6_96\m01\42710az96_dlext_20160117_6129_6253.csv | 125
v5 | Full | 3 | 42710az96_dlext_20160118_6254_6680.csv | F:\UPOD\Cell_DLE\CSV_files_raw_nieuwe_structuur\2016\sap6_96\m01 | F:\UPOD\Cell_DLE\CSV_files_raw_nieuwe_structuur\2016\sap6_96\m01\42710az96_dlext_20160118_6254_6680.csv | 427
v5 | Full | 3 | 42710az96_dlext_20160119_6681_7116.csv | F:\UPOD\Cell_DLE\CSV_files_raw_nieuwe_structuur\2016\sap6_96\m01 | F:\UPOD\Cell_DLE\CSV_files_raw_nieuwe_structuur\2016\sap6_96\m01\42710az96_dlext_20160119_6681_7116.csv | 436
v5 | Full | 3 | 42710az96_dlext_20160120_7117_7385.csv | F:\UPOD\Cell_DLE\CSV_files_raw_nieuwe_structuur\2016\sap6_96\m01 | F:\UPOD\Cell_DLE\CSV_files_raw_nieuwe_structuur\2016\sap6_96\m01\42710az96_dlext_20160120_7117_7385.csv | 269
v5 | Full | 3 | 42710az96_dlext_20160121_7386_7816.csv | F:\UPOD\Cell_DLE\CSV_files_raw_nieuwe_structuur\2016\sap6_96\m01 | F:\UPOD\Cell_DLE\CSV_files_raw_nieuwe_structuur\2016\sap6_96\m01\42710az96_dlext_20160121_7386_7816.csv | 431
v5 | Full | 3 | 42710az96_dlext_20160122_7817_8130.csv | F:\UPOD\Cell_DLE\CSV_files_raw_nieuwe_structuur\2016\sap6_96\m01 | F:\UPOD\Cell_DLE\CSV_files_raw_nieuwe_structuur\2016\sap6_96\m01\42710az96_dlext_20160122_7817_8130.csv | 314
v5 | Full | 3 | 42710az96_dlext_20160123_8131_8233.csv | F:\UPOD\Cell_DLE\CSV_files_raw_nieuwe_structuur\2016\sap6_96\m01 | F:\UPOD\Cell_DLE\CSV_files_raw_nieuwe_structuur\2016\sap6_96\m01\42710az96_dlext_20160123_8131_8233.csv | 103
v5 | Full | 3 | 42710az96_dlext_20160124_8234_8362.csv | F:\UPOD\Cell_DLE\CSV_files_raw_nieuwe_structuur\2016\sap6_96\m01 | F:\UPOD\Cell_DLE\CSV_files_raw_nieuwe_structuur\2016\sap6_96\m01\42710az96_dlext_20160124_8234_8362.csv | 129
v5 | Full | 3 | 42710az96_dlext_20160125_8363_8509.csv | F:\UPOD\Cell_DLE\CSV_files_raw_nieuwe_structuur\2016\sap6_96\m01 | F:\UPOD\Cell_DLE\CSV_files_raw_nieuwe_structuur\2016\sap6_96\m01\42710az96_dlext_20160125_8363_8509.csv | 147
v5 | Full | 3 | 42710az96_dlext_20160126_8510_8704.csv | F:\UPOD\Cell_DLE\CSV_files_raw_nieuwe_structuur\2016\sap6_96\m01 | F:\UPOD\Cell_DLE\CSV_files_raw_nieuwe_structuur\2016\sap6_96\m01\42710az96_dlext_20160126_8510_8704.csv | 195
v5 | Full | 3 | 42710az96_dlext_20160127_8705_8998.csv | F:\UPOD\Cell_DLE\CSV_files_raw_nieuwe_structuur\2016\sap6_96\m01 | F:\UPOD\Cell_DLE\CSV_files_raw_nieuwe_structuur\2016\sap6_96\m01\42710az96_dlext_20160127_8705_8998.csv | 294
v5 | Full | 3 | 42710az96_dlext_20160128_8999_9345.csv | F:\UPOD\Cell_DLE\CSV_files_raw_nieuwe_structuur\2016\sap6_96\m01 | F:\UPOD\Cell_DLE\CSV_files_raw_nieuwe_structuur\2016\sap6_96\m01\42710az96_dlext_20160128_8999_9345.csv | 347
v5 | Full | 3 | 42710az96_dlext_20160129_9346_9803.csv | F:\UPOD\Cell_DLE\CSV_files_raw_nieuwe_structuur\2016\sap6_96\m01 | F:\UPOD\Cell_DLE\CSV_files_raw_nieuwe_structuur\2016\sap6_96\m01\42710az96_dlext_20160129_9346_9803.csv | 458
v5 | Full | 3 | 42710az96_dlext_20160130_9804_9913.csv | F:\UPOD\Cell_DLE\CSV_files_raw_nieuwe_structuur\2016\sap6_96\m01 | F:\UPOD\Cell_DLE\CSV_files_raw_nieuwe_structuur\2016\sap6_96\m01\42710az96_dlext_20160130_9804_9913.csv | 110
v5 | Full | 3 | 42710az96_dlext_20160131_9914_0006.csv | F:\UPOD\Cell_DLE\CSV_files_raw_nieuwe_structuur\2016\sap6_96\m01 | F:\UPOD\Cell_DLE\CSV_files_raw_nieuwe_structuur\2016\sap6_96\m01\42710az96_dlext_20160131_9914_0006.csv | 93
v5 | Full | 3 | 42710az96_dlext_20160201_0007_0396.csv | F:\UPOD\Cell_DLE\CSV_files_raw_nieuwe_structuur\2016\sap6_96\m02 | F:\UPOD\Cell_DLE\CSV_files_raw_nieuwe_structuur\2016\sap6_96\m02\42710az96_dlext_20160201_0007_0396.csv | 390
v5 | Full | 3 | 42710az96_dlext_20160202_0397_0710.csv | F:\UPOD\Cell_DLE\CSV_files_raw_nieuwe_structuur\2016\sap6_96\m02 | F:\UPOD\Cell_DLE\CSV_files_raw_nieuwe_structuur\2016\sap6_96\m02\42710az96_dlext_20160202_0397_0710.csv | 314
v5 | Full | 3 | 42710az96_dlext_20160203_0711_1027.csv | F:\UPOD\Cell_DLE\CSV_files_raw_nieuwe_structuur\2016\sap6_96\m02 | F:\UPOD\Cell_DLE\CSV_files_raw_nieuwe_structuur\2016\sap6_96\m02\42710az96_dlext_20160203_0711_1027.csv | 317
v5 | Full | 3 | 42710az96_dlext_20160204_1028_1335.csv | F:\UPOD\Cell_DLE\CSV_files_raw_nieuwe_structuur\2016\sap6_96\m02 | F:\UPOD\Cell_DLE\CSV_files_raw_nieuwe_structuur\2016\sap6_96\m02\42710az96_dlext_20160204_1028_1335.csv | 308
v5 | Full | 3 | 42710az96_dlext_20160205_1336_1669.csv | F:\UPOD\Cell_DLE\CSV_files_raw_nieuwe_structuur\2016\sap6_96\m02 | F:\UPOD\Cell_DLE\CSV_files_raw_nieuwe_structuur\2016\sap6_96\m02\42710az96_dlext_20160205_1336_1669.csv | 334
v5 | Full | 3 | 42710az96_dlext_20160206_1670_1791.csv | F:\UPOD\Cell_DLE\CSV_files_raw_nieuwe_structuur\2016\sap6_96\m02 | F:\UPOD\Cell_DLE\CSV_files_raw_nieuwe_structuur\2016\sap6_96\m02\42710az96_dlext_20160206_1670_1791.csv | 122
v5 | Full | 3 | 42710az96_dlext_20160207_1792_1898.csv | F:\UPOD\Cell_DLE\CSV_files_raw_nieuwe_structuur\2016\sap6_96\m02 | F:\UPOD\Cell_DLE\CSV_files_raw_nieuwe_structuur\2016\sap6_96\m02\42710az96_dlext_20160207_1792_1898.csv | 107
v5 | Full | 3 | 42710az96_dlext_20160208_1899_2208.csv | F:\UPOD\Cell_DLE\CSV_files_raw_nieuwe_structuur\2016\sap6_96\m02 | F:\UPOD\Cell_DLE\CSV_files_raw_nieuwe_structuur\2016\sap6_96\m02\42710az96_dlext_20160208_1899_2208.csv | 310
v5 | Full | 3 | 42710az96_dlext_20160209_2209_2571.csv | F:\UPOD\Cell_DLE\CSV_files_raw_nieuwe_structuur\2016\sap6_96\m02 | F:\UPOD\Cell_DLE\CSV_files_raw_nieuwe_structuur\2016\sap6_96\m02\42710az96_dlext_20160209_2209_2571.csv | 363
v5 | Full | 3 | 42710az96_dlext_20160210_2572_2923.csv | F:\UPOD\Cell_DLE\CSV_files_raw_nieuwe_structuur\2016\sap6_96\m02 | F:\UPOD\Cell_DLE\CSV_files_raw_nieuwe_structuur\2016\sap6_96\m02\42710az96_dlext_20160210_2572_2923.csv | 352
v5 | Full | 3 | 42710az96_dlext_20160211_2924_3282.csv | F:\UPOD\Cell_DLE\CSV_files_raw_nieuwe_structuur\2016\sap6_96\m02 | F:\UPOD\Cell_DLE\CSV_files_raw_nieuwe_structuur\2016\sap6_96\m02\42710az96_dlext_20160211_2924_3282.csv | 359
v5 | Full | 3 | 42710az96_dlext_20160212_3283_3612.csv | F:\UPOD\Cell_DLE\CSV_files_raw_nieuwe_structuur\2016\sap6_96\m02 | F:\UPOD\Cell_DLE\CSV_files_raw_nieuwe_structuur\2016\sap6_96\m02\42710az96_dlext_20160212_3283_3612.csv | 330
v5 | Full | 3 | 42710az96_dlext_20160213_3613_3707.csv | F:\UPOD\Cell_DLE\CSV_files_raw_nieuwe_structuur\2016\sap6_96\m02 | F:\UPOD\Cell_DLE\CSV_files_raw_nieuwe_structuur\2016\sap6_96\m02\42710az96_dlext_20160213_3613_3707.csv | 95
v5 | Full | 3 | 42710az96_dlext_20160214_3708_3811.csv | F:\UPOD\Cell_DLE\CSV_files_raw_nieuwe_structuur\2016\sap6_96\m02 | F:\UPOD\Cell_DLE\CSV_files_raw_nieuwe_structuur\2016\sap6_96\m02\42710az96_dlext_20160214_3708_3811.csv | 104
v5 | Full | 3 | 42710az96_dlext_20160215_3812_4127.csv | F:\UPOD\Cell_DLE\CSV_files_raw_nieuwe_structuur\2016\sap6_96\m02 | F:\UPOD\Cell_DLE\CSV_files_raw_nieuwe_structuur\2016\sap6_96\m02\42710az96_dlext_20160215_3812_4127.csv | 316
v5 | Full | 3 | 42710az96_dlext_20160216_4128_4451.csv | F:\UPOD\Cell_DLE\CSV_files_raw_nieuwe_structuur\2016\sap6_96\m02 | F:\UPOD\Cell_DLE\CSV_files_raw_nieuwe_structuur\2016\sap6_96\m02\42710az96_dlext_20160216_4128_4451.csv | 324
v5 | Full | 3 | 42710az96_dlext_20160217_4452_4852.csv | F:\UPOD\Cell_DLE\CSV_files_raw_nieuwe_structuur\2016\sap6_96\m02 | F:\UPOD\Cell_DLE\CSV_files_raw_nieuwe_structuur\2016\sap6_96\m02\42710az96_dlext_20160217_4452_4852.csv | 401
v5 | Full | 3 | 42710az96_dlext_20160218_4853_5049.csv | F:\UPOD\Cell_DLE\CSV_files_raw_nieuwe_structuur\2016\sap6_96\m02 | F:\UPOD\Cell_DLE\CSV_files_raw_nieuwe_structuur\2016\sap6_96\m02\42710az96_dlext_20160218_4853_5049.csv | 197
v5 | Full | 3 | 42710az96_dlext_20160219_5050_5391.csv | F:\UPOD\Cell_DLE\CSV_files_raw_nieuwe_structuur\2016\sap6_96\m02 | F:\UPOD\Cell_DLE\CSV_files_raw_nieuwe_structuur\2016\sap6_96\m02\42710az96_dlext_20160219_5050_5391.csv | 342
v5 | Full | 3 | 42710az96_dlext_20160220_5392_5547.csv | F:\UPOD\Cell_DLE\CSV_files_raw_nieuwe_structuur\2016\sap6_96\m02 | F:\UPOD\Cell_DLE\CSV_files_raw_nieuwe_structuur\2016\sap6_96\m02\42710az96_dlext_20160220_5392_5547.csv | 156
v5 | Full | 3 | 42710az96_dlext_20160221_5548_5633.csv | F:\UPOD\Cell_DLE\CSV_files_raw_nieuwe_structuur\2016\sap6_96\m02 | F:\UPOD\Cell_DLE\CSV_files_raw_nieuwe_structuur\2016\sap6_96\m02\42710az96_dlext_20160221_5548_5633.csv | 86
v5 | Full | 3 | 42710az96_dlext_20160222_5634_5885.csv | F:\UPOD\Cell_DLE\CSV_files_raw_nieuwe_structuur\2016\sap6_96\m02 | F:\UPOD\Cell_DLE\CSV_files_raw_nieuwe_structuur\2016\sap6_96\m02\42710az96_dlext_20160222_5634_5885.csv | 252
v5 | Full | 3 | 42710az96_dlext_20160223_5886_6210.csv | F:\UPOD\Cell_DLE\CSV_files_raw_nieuwe_structuur\2016\sap6_96\m02 | F:\UPOD\Cell_DLE\CSV_files_raw_nieuwe_structuur\2016\sap6_96\m02\42710az96_dlext_20160223_5886_6210.csv | 325
v5 | Full | 3 | 42710az96_dlext_20160224_6211_6491.csv | F:\UPOD\Cell_DLE\CSV_files_raw_nieuwe_structuur\2016\sap6_96\m02 | F:\UPOD\Cell_DLE\CSV_files_raw_nieuwe_structuur\2016\sap6_96\m02\42710az96_dlext_20160224_6211_6491.csv | 281
v5 | Full | 3 | 42710az96_dlext_20160225_6492_6793.csv | F:\UPOD\Cell_DLE\CSV_files_raw_nieuwe_structuur\2016\sap6_96\m02 | F:\UPOD\Cell_DLE\CSV_files_raw_nieuwe_structuur\2016\sap6_96\m02\42710az96_dlext_20160225_6492_6793.csv | 302
v5 | Full | 3 | 42710az96_dlext_20160226_6794_7066.csv | F:\UPOD\Cell_DLE\CSV_files_raw_nieuwe_structuur\2016\sap6_96\m02 | F:\UPOD\Cell_DLE\CSV_files_raw_nieuwe_structuur\2016\sap6_96\m02\42710az96_dlext_20160226_6794_7066.csv | 273
v5 | Full | 3 | 42710az96_dlext_20160227_7067_7170.csv | F:\UPOD\Cell_DLE\CSV_files_raw_nieuwe_structuur\2016\sap6_96\m02 | F:\UPOD\Cell_DLE\CSV_files_raw_nieuwe_structuur\2016\sap6_96\m02\42710az96_dlext_20160227_7067_7170.csv | 104
v5 | Full | 3 | 42710az96_dlext_20160228_7171_7311.csv | F:\UPOD\Cell_DLE\CSV_files_raw_nieuwe_structuur\2016\sap6_96\m02 | F:\UPOD\Cell_DLE\CSV_files_raw_nieuwe_structuur\2016\sap6_96\m02\42710az96_dlext_20160228_7171_7311.csv | 141
v5 | Full | 3 | 42710az96_dlext_20160229_7312_7719.csv | F:\UPOD\Cell_DLE\CSV_files_raw_nieuwe_structuur\2016\sap6_96\m02 | F:\UPOD\Cell_DLE\CSV_files_raw_nieuwe_structuur\2016\sap6_96\m02\42710az96_dlext_20160229_7312_7719.csv | 408
v5 | Full | 3 | 42710az96_dlext_20160301_7720_8057.csv | F:\UPOD\Cell_DLE\CSV_files_raw_nieuwe_structuur\2016\sap6_96\m03 | F:\UPOD\Cell_DLE\CSV_files_raw_nieuwe_structuur\2016\sap6_96\m03\42710az96_dlext_20160301_7720_8057.csv | 338
v5 | Full | 3 | 42710az96_dlext_20160302_8058_8410.csv | F:\UPOD\Cell_DLE\CSV_files_raw_nieuwe_structuur\2016\sap6_96\m03 | F:\UPOD\Cell_DLE\CSV_files_raw_nieuwe_structuur\2016\sap6_96\m03\42710az96_dlext_20160302_8058_8410.csv | 353
v5 | Full | 3 | 42710az96_dlext_20160303_8411_8758.csv | F:\UPOD\Cell_DLE\CSV_files_raw_nieuwe_structuur\2016\sap6_96\m03 | F:\UPOD\Cell_DLE\CSV_files_raw_nieuwe_structuur\2016\sap6_96\m03\42710az96_dlext_20160303_8411_8758.csv | 348
v5 | Full | 3 | 42710az96_dlext_20160304_8759_9064.csv | F:\UPOD\Cell_DLE\CSV_files_raw_nieuwe_structuur\2016\sap6_96\m03 | F:\UPOD\Cell_DLE\CSV_files_raw_nieuwe_structuur\2016\sap6_96\m03\42710az96_dlext_20160304_8759_9064.csv | 306
v5 | Full | 3 | 42710az96_dlext_20160305_9065_9158.csv | F:\UPOD\Cell_DLE\CSV_files_raw_nieuwe_structuur\2016\sap6_96\m03 | F:\UPOD\Cell_DLE\CSV_files_raw_nieuwe_structuur\2016\sap6_96\m03\42710az96_dlext_20160305_9065_9158.csv | 94
v5 | Full | 3 | 42710az96_dlext_20160306_9159_9260.csv | F:\UPOD\Cell_DLE\CSV_files_raw_nieuwe_structuur\2016\sap6_96\m03 | F:\UPOD\Cell_DLE\CSV_files_raw_nieuwe_structuur\2016\sap6_96\m03\42710az96_dlext_20160306_9159_9260.csv | 102
v5 | Full | 3 | 42710az96_dlext_20160307_9261_9679.csv | F:\UPOD\Cell_DLE\CSV_files_raw_nieuwe_structuur\2016\sap6_96\m03 | F:\UPOD\Cell_DLE\CSV_files_raw_nieuwe_structuur\2016\sap6_96\m03\42710az96_dlext_20160307_9261_9679.csv | 419
v5 | Full | 3 | 42710az96_dlext_20160308_9680_0023.csv | F:\UPOD\Cell_DLE\CSV_files_raw_nieuwe_structuur\2016\sap6_96\m03 | F:\UPOD\Cell_DLE\CSV_files_raw_nieuwe_structuur\2016\sap6_96\m03\42710az96_dlext_20160308_9680_0023.csv | 344
v5 | Full | 3 | 42710az96_dlext_20160309_0024_0340.csv | F:\UPOD\Cell_DLE\CSV_files_raw_nieuwe_structuur\2016\sap6_96\m03 | F:\UPOD\Cell_DLE\CSV_files_raw_nieuwe_structuur\2016\sap6_96\m03\42710az96_dlext_20160309_0024_0340.csv | 317
v5 | Full | 3 | 42710az96_dlext_20160310_0341_0718.csv | F:\UPOD\Cell_DLE\CSV_files_raw_nieuwe_structuur\2016\sap6_96\m03 | F:\UPOD\Cell_DLE\CSV_files_raw_nieuwe_structuur\2016\sap6_96\m03\42710az96_dlext_20160310_0341_0718.csv | 378
v5 | Full | 3 | 42710az96_dlext_20160311_0719_1107.csv | F:\UPOD\Cell_DLE\CSV_files_raw_nieuwe_structuur\2016\sap6_96\m03 | F:\UPOD\Cell_DLE\CSV_files_raw_nieuwe_structuur\2016\sap6_96\m03\42710az96_dlext_20160311_0719_1107.csv | 389
v5 | Full | 3 | 42710az96_dlext_20160312_1108_1309.csv | F:\UPOD\Cell_DLE\CSV_files_raw_nieuwe_structuur\2016\sap6_96\m03 | F:\UPOD\Cell_DLE\CSV_files_raw_nieuwe_structuur\2016\sap6_96\m03\42710az96_dlext_20160312_1108_1309.csv | 202
v5 | Full | 3 | 42710az96_dlext_20160313_1310_1431.csv | F:\UPOD\Cell_DLE\CSV_files_raw_nieuwe_structuur\2016\sap6_96\m03 | F:\UPOD\Cell_DLE\CSV_files_raw_nieuwe_structuur\2016\sap6_96\m03\42710az96_dlext_20160313_1310_1431.csv | 122
v5 | Full | 3 | 42710az96_dlext_20160314_1432_1856.csv | F:\UPOD\Cell_DLE\CSV_files_raw_nieuwe_structuur\2016\sap6_96\m03 | F:\UPOD\Cell_DLE\CSV_files_raw_nieuwe_structuur\2016\sap6_96\m03\42710az96_dlext_20160314_1432_1856.csv | 425
v5 | Full | 3 | 42710az96_dlext_20160315_1857_2211.csv | F:\UPOD\Cell_DLE\CSV_files_raw_nieuwe_structuur\2016\sap6_96\m03 | F:\UPOD\Cell_DLE\CSV_files_raw_nieuwe_structuur\2016\sap6_96\m03\42710az96_dlext_20160315_1857_2211.csv | 355
v5 | Full | 3 | 42710az96_dlext_20160316_2212_2527.csv | F:\UPOD\Cell_DLE\CSV_files_raw_nieuwe_structuur\2016\sap6_96\m03 | F:\UPOD\Cell_DLE\CSV_files_raw_nieuwe_structuur\2016\sap6_96\m03\42710az96_dlext_20160316_2212_2527.csv | 316
v5 | Full | 3 | 42710az96_dlext_20160317_2528_2973.csv | F:\UPOD\Cell_DLE\CSV_files_raw_nieuwe_structuur\2016\sap6_96\m03 | F:\UPOD\Cell_DLE\CSV_files_raw_nieuwe_structuur\2016\sap6_96\m03\42710az96_dlext_20160317_2528_2973.csv | 446
v5 | Full | 3 | 42710az96_dlext_20160318_2974_3253.csv | F:\UPOD\Cell_DLE\CSV_files_raw_nieuwe_structuur\2016\sap6_96\m03 | F:\UPOD\Cell_DLE\CSV_files_raw_nieuwe_structuur\2016\sap6_96\m03\42710az96_dlext_20160318_2974_3253.csv | 280
v5 | Full | 3 | 42710az96_dlext_20160319_3254_3369.csv | F:\UPOD\Cell_DLE\CSV_files_raw_nieuwe_structuur\2016\sap6_96\m03 | F:\UPOD\Cell_DLE\CSV_files_raw_nieuwe_structuur\2016\sap6_96\m03\42710az96_dlext_20160319_3254_3369.csv | 116
v5 | Full | 3 | 42710az96_dlext_20160320_3370_3446.csv | F:\UPOD\Cell_DLE\CSV_files_raw_nieuwe_structuur\2016\sap6_96\m03 | F:\UPOD\Cell_DLE\CSV_files_raw_nieuwe_structuur\2016\sap6_96\m03\42710az96_dlext_20160320_3370_3446.csv | 77
v5 | Full | 3 | 42710az96_dlext_20160321_3447_3850.csv | F:\UPOD\Cell_DLE\CSV_files_raw_nieuwe_structuur\2016\sap6_96\m03 | F:\UPOD\Cell_DLE\CSV_files_raw_nieuwe_structuur\2016\sap6_96\m03\42710az96_dlext_20160321_3447_3850.csv | 404
v5 | Full | 3 | 42710az96_dlext_20160322_3851_4149.csv | F:\UPOD\Cell_DLE\CSV_files_raw_nieuwe_structuur\2016\sap6_96\m03 | F:\UPOD\Cell_DLE\CSV_files_raw_nieuwe_structuur\2016\sap6_96\m03\42710az96_dlext_20160322_3851_4149.csv | 299
v5 | Full | 3 | 42710az96_dlext_20160323_4150_4434.csv | F:\UPOD\Cell_DLE\CSV_files_raw_nieuwe_structuur\2016\sap6_96\m03 | F:\UPOD\Cell_DLE\CSV_files_raw_nieuwe_structuur\2016\sap6_96\m03\42710az96_dlext_20160323_4150_4434.csv | 285
v5 | Full | 3 | 42710az96_dlext_20160324_4435_4818.csv | F:\UPOD\Cell_DLE\CSV_files_raw_nieuwe_structuur\2016\sap6_96\m03 | F:\UPOD\Cell_DLE\CSV_files_raw_nieuwe_structuur\2016\sap6_96\m03\42710az96_dlext_20160324_4435_4818.csv | 384
v5 | Full | 3 | 42710az96_dlext_20160325_4819_4937.csv | F:\UPOD\Cell_DLE\CSV_files_raw_nieuwe_structuur\2016\sap6_96\m03 | F:\UPOD\Cell_DLE\CSV_files_raw_nieuwe_structuur\2016\sap6_96\m03\42710az96_dlext_20160325_4819_4937.csv | 119
v5 | Full | 3 | 42710az96_dlext_20160326_4938_5015.csv | F:\UPOD\Cell_DLE\CSV_files_raw_nieuwe_structuur\2016\sap6_96\m03 | F:\UPOD\Cell_DLE\CSV_files_raw_nieuwe_structuur\2016\sap6_96\m03\42710az96_dlext_20160326_4938_5015.csv | 78
v5 | Full | 3 | 42710az96_dlext_20160327_5016_5111.csv | F:\UPOD\Cell_DLE\CSV_files_raw_nieuwe_structuur\2016\sap6_96\m03 | F:\UPOD\Cell_DLE\CSV_files_raw_nieuwe_structuur\2016\sap6_96\m03\42710az96_dlext_20160327_5016_5111.csv | 96
v5 | Full | 3 | 42710az96_dlext_20160328_5112_5219.csv | F:\UPOD\Cell_DLE\CSV_files_raw_nieuwe_structuur\2016\sap6_96\m03 | F:\UPOD\Cell_DLE\CSV_files_raw_nieuwe_structuur\2016\sap6_96\m03\42710az96_dlext_20160328_5112_5219.csv | 108
v5 | Full | 3 | 42710az96_dlext_20160329_5220_5529.csv | F:\UPOD\Cell_DLE\CSV_files_raw_nieuwe_structuur\2016\sap6_96\m03 | F:\UPOD\Cell_DLE\CSV_files_raw_nieuwe_structuur\2016\sap6_96\m03\42710az96_dlext_20160329_5220_5529.csv | 310
v5 | Full | 3 | 42710az96_dlext_20160330_5530_5837.csv | F:\UPOD\Cell_DLE\CSV_files_raw_nieuwe_structuur\2016\sap6_96\m03 | F:\UPOD\Cell_DLE\CSV_files_raw_nieuwe_structuur\2016\sap6_96\m03\42710az96_dlext_20160330_5530_5837.csv | 308
v5 | Full | 3 | 42710az96_dlext_20160331_5838_6188.csv | F:\UPOD\Cell_DLE\CSV_files_raw_nieuwe_structuur\2016\sap6_96\m03 | F:\UPOD\Cell_DLE\CSV_files_raw_nieuwe_structuur\2016\sap6_96\m03\42710az96_dlext_20160331_5838_6188.csv | 351
v5 | Full | 3 | 42710az96_dlext_20160401_6189_6485.csv | F:\UPOD\Cell_DLE\CSV_files_raw_nieuwe_structuur\2016\sap6_96\m04 | F:\UPOD\Cell_DLE\CSV_files_raw_nieuwe_structuur\2016\sap6_96\m04\42710az96_dlext_20160401_6189_6485.csv | 297
v5 | Full | 3 | 42710az96_dlext_20160402_6486_6581.csv | F:\UPOD\Cell_DLE\CSV_files_raw_nieuwe_structuur\2016\sap6_96\m04 | F:\UPOD\Cell_DLE\CSV_files_raw_nieuwe_structuur\2016\sap6_96\m04\42710az96_dlext_20160402_6486_6581.csv | 96
v5 | Full | 3 | 42710az96_dlext_20160403_6582_6663.csv | F:\UPOD\Cell_DLE\CSV_files_raw_nieuwe_structuur\2016\sap6_96\m04 | F:\UPOD\Cell_DLE\CSV_files_raw_nieuwe_structuur\2016\sap6_96\m04\42710az96_dlext_20160403_6582_6663.csv | 82
v5 | Full | 3 | 42710az96_dlext_20160404_6664_7007.csv | F:\UPOD\Cell_DLE\CSV_files_raw_nieuwe_structuur\2016\sap6_96\m04 | F:\UPOD\Cell_DLE\CSV_files_raw_nieuwe_structuur\2016\sap6_96\m04\42710az96_dlext_20160404_6664_7007.csv | 344
v5 | Full | 3 | 42710az96_dlext_20160405_7008_7306.csv | F:\UPOD\Cell_DLE\CSV_files_raw_nieuwe_structuur\2016\sap6_96\m04 | F:\UPOD\Cell_DLE\CSV_files_raw_nieuwe_structuur\2016\sap6_96\m04\42710az96_dlext_20160405_7008_7306.csv | 299
v5 | Full | 3 | 42710az96_dlext_20160406_7307_7587.csv | F:\UPOD\Cell_DLE\CSV_files_raw_nieuwe_structuur\2016\sap6_96\m04 | F:\UPOD\Cell_DLE\CSV_files_raw_nieuwe_structuur\2016\sap6_96\m04\42710az96_dlext_20160406_7307_7587.csv | 281
v5 | Full | 3 | 42710az96_dlext_20160407_7588_7919.csv | F:\UPOD\Cell_DLE\CSV_files_raw_nieuwe_structuur\2016\sap6_96\m04 | F:\UPOD\Cell_DLE\CSV_files_raw_nieuwe_structuur\2016\sap6_96\m04\42710az96_dlext_20160407_7588_7919.csv | 332
v5 | Full | 3 | 42710az96_dlext_20160408_7920_8199.csv | F:\UPOD\Cell_DLE\CSV_files_raw_nieuwe_structuur\2016\sap6_96\m04 | F:\UPOD\Cell_DLE\CSV_files_raw_nieuwe_structuur\2016\sap6_96\m04\42710az96_dlext_20160408_7920_8199.csv | 280
v5 | Full | 3 | 42710az96_dlext_20160409_8200_8287.csv | F:\UPOD\Cell_DLE\CSV_files_raw_nieuwe_structuur\2016\sap6_96\m04 | F:\UPOD\Cell_DLE\CSV_files_raw_nieuwe_structuur\2016\sap6_96\m04\42710az96_dlext_20160409_8200_8287.csv | 88
v5 | Full | 3 | 42710az96_dlext_20160410_8288_8376.csv | F:\UPOD\Cell_DLE\CSV_files_raw_nieuwe_structuur\2016\sap6_96\m04 | F:\UPOD\Cell_DLE\CSV_files_raw_nieuwe_structuur\2016\sap6_96\m04\42710az96_dlext_20160410_8288_8376.csv | 89
v5 | Full | 3 | 42710az96_dlext_20160411_8377_8675.csv | F:\UPOD\Cell_DLE\CSV_files_raw_nieuwe_structuur\2016\sap6_96\m04 | F:\UPOD\Cell_DLE\CSV_files_raw_nieuwe_structuur\2016\sap6_96\m04\42710az96_dlext_20160411_8377_8675.csv | 299
v5 | Full | 3 | 42710az96_dlext_20160412_8676_8849.csv | F:\UPOD\Cell_DLE\CSV_files_raw_nieuwe_structuur\2016\sap6_96\m04 | F:\UPOD\Cell_DLE\CSV_files_raw_nieuwe_structuur\2016\sap6_96\m04\42710az96_dlext_20160412_8676_8849.csv | 174
v5 | Full | 3 | 42710az96_dlext_20160413_8850_9146.csv | F:\UPOD\Cell_DLE\CSV_files_raw_nieuwe_structuur\2016\sap6_96\m04 | F:\UPOD\Cell_DLE\CSV_files_raw_nieuwe_structuur\2016\sap6_96\m04\42710az96_dlext_20160413_8850_9146.csv | 297
v5 | Full | 3 | 42710az96_dlext_20160414_9147_9489.csv | F:\UPOD\Cell_DLE\CSV_files_raw_nieuwe_structuur\2016\sap6_96\m04 | F:\UPOD\Cell_DLE\CSV_files_raw_nieuwe_structuur\2016\sap6_96\m04\42710az96_dlext_20160414_9147_9489.csv | 343
v5 | Full | 3 | 42710az96_dlext_20160415_9490_9773.csv | F:\UPOD\Cell_DLE\CSV_files_raw_nieuwe_structuur\2016\sap6_96\m04 | F:\UPOD\Cell_DLE\CSV_files_raw_nieuwe_structuur\2016\sap6_96\m04\42710az96_dlext_20160415_9490_9773.csv | 284
v5 | Full | 3 | 42710az96_dlext_20160416_9774_9896.csv | F:\UPOD\Cell_DLE\CSV_files_raw_nieuwe_structuur\2016\sap6_96\m04 | F:\UPOD\Cell_DLE\CSV_files_raw_nieuwe_structuur\2016\sap6_96\m04\42710az96_dlext_20160416_9774_9896.csv | 123
v5 | Full | 3 | 42710az96_dlext_20160417_9897_0003.csv | F:\UPOD\Cell_DLE\CSV_files_raw_nieuwe_structuur\2016\sap6_96\m04 | F:\UPOD\Cell_DLE\CSV_files_raw_nieuwe_structuur\2016\sap6_96\m04\42710az96_dlext_20160417_9897_0003.csv | 107
v5 | Full | 3 | 42710az96_dlext_20160418_0004_0372.csv | F:\UPOD\Cell_DLE\CSV_files_raw_nieuwe_structuur\2016\sap6_96\m04 | F:\UPOD\Cell_DLE\CSV_files_raw_nieuwe_structuur\2016\sap6_96\m04\42710az96_dlext_20160418_0004_0372.csv | 369
v5 | Full | 3 | 42710az96_dlext_20160419_0373_0654.csv | F:\UPOD\Cell_DLE\CSV_files_raw_nieuwe_structuur\2016\sap6_96\m04 | F:\UPOD\Cell_DLE\CSV_files_raw_nieuwe_structuur\2016\sap6_96\m04\42710az96_dlext_20160419_0373_0654.csv | 282
v5 | Full | 3 | 42710az96_dlext_20160420_0655_0877.csv | F:\UPOD\Cell_DLE\CSV_files_raw_nieuwe_structuur\2016\sap6_96\m04 | F:\UPOD\Cell_DLE\CSV_files_raw_nieuwe_structuur\2016\sap6_96\m04\42710az96_dlext_20160420_0655_0877.csv | 223
v5 | Full | 3 | 42710az96_dlext_20160421_0878_1153.csv | F:\UPOD\Cell_DLE\CSV_files_raw_nieuwe_structuur\2016\sap6_96\m04 | F:\UPOD\Cell_DLE\CSV_files_raw_nieuwe_structuur\2016\sap6_96\m04\42710az96_dlext_20160421_0878_1153.csv | 276
v5 | Full | 3 | 42710az96_dlext_20160422_1154_1445.csv | F:\UPOD\Cell_DLE\CSV_files_raw_nieuwe_structuur\2016\sap6_96\m04 | F:\UPOD\Cell_DLE\CSV_files_raw_nieuwe_structuur\2016\sap6_96\m04\42710az96_dlext_20160422_1154_1445.csv | 292
v5 | Full | 3 | 42710az96_dlext_20160423_1446_1575.csv | F:\UPOD\Cell_DLE\CSV_files_raw_nieuwe_structuur\2016\sap6_96\m04 | F:\UPOD\Cell_DLE\CSV_files_raw_nieuwe_structuur\2016\sap6_96\m04\42710az96_dlext_20160423_1446_1575.csv | 130
v5 | Full | 3 | 42710az96_dlext_20160424_1576_1730.csv | F:\UPOD\Cell_DLE\CSV_files_raw_nieuwe_structuur\2016\sap6_96\m04 | F:\UPOD\Cell_DLE\CSV_files_raw_nieuwe_structuur\2016\sap6_96\m04\42710az96_dlext_20160424_1576_1730.csv | 155
v5 | Full | 3 | 42710az96_dlext_20160425_1731_2103.csv | F:\UPOD\Cell_DLE\CSV_files_raw_nieuwe_structuur\2016\sap6_96\m04 | F:\UPOD\Cell_DLE\CSV_files_raw_nieuwe_structuur\2016\sap6_96\m04\42710az96_dlext_20160425_1731_2103.csv | 373
v5 | Full | 3 | 42710az96_dlext_20160426_2104_2416.csv | F:\UPOD\Cell_DLE\CSV_files_raw_nieuwe_structuur\2016\sap6_96\m04 | F:\UPOD\Cell_DLE\CSV_files_raw_nieuwe_structuur\2016\sap6_96\m04\42710az96_dlext_20160426_2104_2416.csv | 313
v5 | Full | 3 | 42710az96_dlext_20160427_2417_2525.csv | F:\UPOD\Cell_DLE\CSV_files_raw_nieuwe_structuur\2016\sap6_96\m04 | F:\UPOD\Cell_DLE\CSV_files_raw_nieuwe_structuur\2016\sap6_96\m04\42710az96_dlext_20160427_2417_2525.csv | 109
v5 | Full | 3 | 42710az96_dlext_20160428_2526_2802.csv | F:\UPOD\Cell_DLE\CSV_files_raw_nieuwe_structuur\2016\sap6_96\m04 | F:\UPOD\Cell_DLE\CSV_files_raw_nieuwe_structuur\2016\sap6_96\m04\42710az96_dlext_20160428_2526_2802.csv | 277
v5 | Full | 3 | 42710az96_dlext_20160429_2803_3097.csv | F:\UPOD\Cell_DLE\CSV_files_raw_nieuwe_structuur\2016\sap6_96\m04 | F:\UPOD\Cell_DLE\CSV_files_raw_nieuwe_structuur\2016\sap6_96\m04\42710az96_dlext_20160429_2803_3097.csv | 295
v5 | Full | 3 | 42710az96_dlext_20160430_3098_3213.csv | F:\UPOD\Cell_DLE\CSV_files_raw_nieuwe_structuur\2016\sap6_96\m04 | F:\UPOD\Cell_DLE\CSV_files_raw_nieuwe_structuur\2016\sap6_96\m04\42710az96_dlext_20160430_3098_3213.csv | 116
v5 | Full | 3 | 42710az96_dlext_20160501_3214_3294.csv | F:\UPOD\Cell_DLE\CSV_files_raw_nieuwe_structuur\2016\sap6_96\m05 | F:\UPOD\Cell_DLE\CSV_files_raw_nieuwe_structuur\2016\sap6_96\m05\42710az96_dlext_20160501_3214_3294.csv | 81
v5 | Full | 3 | 42710az96_dlext_20160502_3295_3616.csv | F:\UPOD\Cell_DLE\CSV_files_raw_nieuwe_structuur\2016\sap6_96\m05 | F:\UPOD\Cell_DLE\CSV_files_raw_nieuwe_structuur\2016\sap6_96\m05\42710az96_dlext_20160502_3295_3616.csv | 322
v5 | Full | 3 | 42710az96_dlext_20160503_3617_3964.csv | F:\UPOD\Cell_DLE\CSV_files_raw_nieuwe_structuur\2016\sap6_96\m05 | F:\UPOD\Cell_DLE\CSV_files_raw_nieuwe_structuur\2016\sap6_96\m05\42710az96_dlext_20160503_3617_3964.csv | 348
v5 | Full | 3 | 42710az96_dlext_20160504_3965_4207.csv | F:\UPOD\Cell_DLE\CSV_files_raw_nieuwe_structuur\2016\sap6_96\m05 | F:\UPOD\Cell_DLE\CSV_files_raw_nieuwe_structuur\2016\sap6_96\m05\42710az96_dlext_20160504_3965_4207.csv | 243
v5 | Full | 3 | 42710az96_dlext_20160505_4208_4286.csv | F:\UPOD\Cell_DLE\CSV_files_raw_nieuwe_structuur\2016\sap6_96\m05 | F:\UPOD\Cell_DLE\CSV_files_raw_nieuwe_structuur\2016\sap6_96\m05\42710az96_dlext_20160505_4208_4286.csv | 79
v5 | Full | 3 | 42710az96_dlext_20160506_4287_4442.csv | F:\UPOD\Cell_DLE\CSV_files_raw_nieuwe_structuur\2016\sap6_96\m05 | F:\UPOD\Cell_DLE\CSV_files_raw_nieuwe_structuur\2016\sap6_96\m05\42710az96_dlext_20160506_4287_4442.csv | 156
v5 | Full | 3 | 42710az96_dlext_20160507_4443_4545.csv | F:\UPOD\Cell_DLE\CSV_files_raw_nieuwe_structuur\2016\sap6_96\m05 | F:\UPOD\Cell_DLE\CSV_files_raw_nieuwe_structuur\2016\sap6_96\m05\42710az96_dlext_20160507_4443_4545.csv | 103
v5 | Full | 3 | 42710az96_dlext_20160508_4546_4630.csv | F:\UPOD\Cell_DLE\CSV_files_raw_nieuwe_structuur\2016\sap6_96\m05 | F:\UPOD\Cell_DLE\CSV_files_raw_nieuwe_structuur\2016\sap6_96\m05\42710az96_dlext_20160508_4546_4630.csv | 85
v5 | Full | 3 | 42710az96_dlext_20160509_4631_4962.csv | F:\UPOD\Cell_DLE\CSV_files_raw_nieuwe_structuur\2016\sap6_96\m05 | F:\UPOD\Cell_DLE\CSV_files_raw_nieuwe_structuur\2016\sap6_96\m05\42710az96_dlext_20160509_4631_4962.csv | 332
v5 | Full | 3 | 42710az96_dlext_20160510_4963_5282.csv | F:\UPOD\Cell_DLE\CSV_files_raw_nieuwe_structuur\2016\sap6_96\m05 | F:\UPOD\Cell_DLE\CSV_files_raw_nieuwe_structuur\2016\sap6_96\m05\42710az96_dlext_20160510_4963_5282.csv | 320
v5 | Full | 3 | 42710az96_dlext_20160511_5283_5604.csv | F:\UPOD\Cell_DLE\CSV_files_raw_nieuwe_structuur\2016\sap6_96\m05 | F:\UPOD\Cell_DLE\CSV_files_raw_nieuwe_structuur\2016\sap6_96\m05\42710az96_dlext_20160511_5283_5604.csv | 322
v5 | Full | 3 | 42710az96_dlext_20160512_5605_5938.csv | F:\UPOD\Cell_DLE\CSV_files_raw_nieuwe_structuur\2016\sap6_96\m05 | F:\UPOD\Cell_DLE\CSV_files_raw_nieuwe_structuur\2016\sap6_96\m05\42710az96_dlext_20160512_5605_5938.csv | 334
v5 | Full | 3 | 42710az96_dlext_20160513_5939_6234.csv | F:\UPOD\Cell_DLE\CSV_files_raw_nieuwe_structuur\2016\sap6_96\m05 | F:\UPOD\Cell_DLE\CSV_files_raw_nieuwe_structuur\2016\sap6_96\m05\42710az96_dlext_20160513_5939_6234.csv | 296
v5 | Full | 3 | 42710az96_dlext_20160514_6235_6323.csv | F:\UPOD\Cell_DLE\CSV_files_raw_nieuwe_structuur\2016\sap6_96\m05 | F:\UPOD\Cell_DLE\CSV_files_raw_nieuwe_structuur\2016\sap6_96\m05\42710az96_dlext_20160514_6235_6323.csv | 89
v5 | Full | 3 | 42710az96_dlext_20160515_6324_6391.csv | F:\UPOD\Cell_DLE\CSV_files_raw_nieuwe_structuur\2016\sap6_96\m05 | F:\UPOD\Cell_DLE\CSV_files_raw_nieuwe_structuur\2016\sap6_96\m05\42710az96_dlext_20160515_6324_6391.csv | 68
v5 | Full | 3 | 42710az96_dlext_20160516_6392_6504.csv | F:\UPOD\Cell_DLE\CSV_files_raw_nieuwe_structuur\2016\sap6_96\m05 | F:\UPOD\Cell_DLE\CSV_files_raw_nieuwe_structuur\2016\sap6_96\m05\42710az96_dlext_20160516_6392_6504.csv | 113
v5 | Full | 3 | 42710az96_dlext_20160517_6505_6860.csv | F:\UPOD\Cell_DLE\CSV_files_raw_nieuwe_structuur\2016\sap6_96\m05 | F:\UPOD\Cell_DLE\CSV_files_raw_nieuwe_structuur\2016\sap6_96\m05\42710az96_dlext_20160517_6505_6860.csv | 356
v5 | Full | 3 | 42710az96_dlext_20160518_6861_7220.csv | F:\UPOD\Cell_DLE\CSV_files_raw_nieuwe_structuur\2016\sap6_96\m05 | F:\UPOD\Cell_DLE\CSV_files_raw_nieuwe_structuur\2016\sap6_96\m05\42710az96_dlext_20160518_6861_7220.csv | 360
v5 | Full | 3 | 42710az96_dlext_20160519_7221_7532.csv | F:\UPOD\Cell_DLE\CSV_files_raw_nieuwe_structuur\2016\sap6_96\m05 | F:\UPOD\Cell_DLE\CSV_files_raw_nieuwe_structuur\2016\sap6_96\m05\42710az96_dlext_20160519_7221_7532.csv | 312
v5 | Full | 3 | 42710az96_dlext_20160520_7533_7790.csv | F:\UPOD\Cell_DLE\CSV_files_raw_nieuwe_structuur\2016\sap6_96\m05 | F:\UPOD\Cell_DLE\CSV_files_raw_nieuwe_structuur\2016\sap6_96\m05\42710az96_dlext_20160520_7533_7790.csv | 258
v5 | Full | 3 | 42710az96_dlext_20160521_7791_7886.csv | F:\UPOD\Cell_DLE\CSV_files_raw_nieuwe_structuur\2016\sap6_96\m05 | F:\UPOD\Cell_DLE\CSV_files_raw_nieuwe_structuur\2016\sap6_96\m05\42710az96_dlext_20160521_7791_7886.csv | 96
v5 | Full | 3 | 42710az96_dlext_20160522_7887_7981.csv | F:\UPOD\Cell_DLE\CSV_files_raw_nieuwe_structuur\2016\sap6_96\m05 | F:\UPOD\Cell_DLE\CSV_files_raw_nieuwe_structuur\2016\sap6_96\m05\42710az96_dlext_20160522_7887_7981.csv | 95
v5 | Full | 3 | 42710az96_dlext_20160523_7982_8286.csv | F:\UPOD\Cell_DLE\CSV_files_raw_nieuwe_structuur\2016\sap6_96\m05 | F:\UPOD\Cell_DLE\CSV_files_raw_nieuwe_structuur\2016\sap6_96\m05\42710az96_dlext_20160523_7982_8286.csv | 305
v5 | Full | 3 | 42710az96_dlext_20160524_8287_8586.csv | F:\UPOD\Cell_DLE\CSV_files_raw_nieuwe_structuur\2016\sap6_96\m05 | F:\UPOD\Cell_DLE\CSV_files_raw_nieuwe_structuur\2016\sap6_96\m05\42710az96_dlext_20160524_8287_8586.csv | 300
v5 | Full | 3 | 42710az96_dlext_20160525_8587_8905.csv | F:\UPOD\Cell_DLE\CSV_files_raw_nieuwe_structuur\2016\sap6_96\m05 | F:\UPOD\Cell_DLE\CSV_files_raw_nieuwe_structuur\2016\sap6_96\m05\42710az96_dlext_20160525_8587_8905.csv | 319
v5 | Full | 3 | 42710az96_dlext_20160526_8906_9201.csv | F:\UPOD\Cell_DLE\CSV_files_raw_nieuwe_structuur\2016\sap6_96\m05 | F:\UPOD\Cell_DLE\CSV_files_raw_nieuwe_structuur\2016\sap6_96\m05\42710az96_dlext_20160526_8906_9201.csv | 296
v5 | Full | 3 | 42710az96_dlext_20160527_9202_9537.csv | F:\UPOD\Cell_DLE\CSV_files_raw_nieuwe_structuur\2016\sap6_96\m05 | F:\UPOD\Cell_DLE\CSV_files_raw_nieuwe_structuur\2016\sap6_96\m05\42710az96_dlext_20160527_9202_9537.csv | 336
v5 | Full | 3 | 42710az96_dlext_20160528_9538_9648.csv | F:\UPOD\Cell_DLE\CSV_files_raw_nieuwe_structuur\2016\sap6_96\m05 | F:\UPOD\Cell_DLE\CSV_files_raw_nieuwe_structuur\2016\sap6_96\m05\42710az96_dlext_20160528_9538_9648.csv | 111
v5 | Full | 3 | 42710az96_dlext_20160529_9649_9788.csv | F:\UPOD\Cell_DLE\CSV_files_raw_nieuwe_structuur\2016\sap6_96\m05 | F:\UPOD\Cell_DLE\CSV_files_raw_nieuwe_structuur\2016\sap6_96\m05\42710az96_dlext_20160529_9649_9788.csv | 140
v5 | Full | 3 | 42710az96_dlext_20160530_9789_0343.csv | F:\UPOD\Cell_DLE\CSV_files_raw_nieuwe_structuur\2016\sap6_96\m05 | F:\UPOD\Cell_DLE\CSV_files_raw_nieuwe_structuur\2016\sap6_96\m05\42710az96_dlext_20160530_9789_0343.csv | 555
v5 | Full | 3 | 42710az96_dlext_20160531_0344_0664.csv | F:\UPOD\Cell_DLE\CSV_files_raw_nieuwe_structuur\2016\sap6_96\m05 | F:\UPOD\Cell_DLE\CSV_files_raw_nieuwe_structuur\2016\sap6_96\m05\42710az96_dlext_20160531_0344_0664.csv | 321
v5 | Full | 3 | 42710az96_dlext_20160601_0665_0944.csv | F:\UPOD\Cell_DLE\CSV_files_raw_nieuwe_structuur\2016\sap6_96\m06 | F:\UPOD\Cell_DLE\CSV_files_raw_nieuwe_structuur\2016\sap6_96\m06\42710az96_dlext_20160601_0665_0944.csv | 280
v5 | Full | 3 | 42710az96_dlext_20160602_0945_1250.csv | F:\UPOD\Cell_DLE\CSV_files_raw_nieuwe_structuur\2016\sap6_96\m06 | F:\UPOD\Cell_DLE\CSV_files_raw_nieuwe_structuur\2016\sap6_96\m06\42710az96_dlext_20160602_0945_1250.csv | 306
v5 | Full | 3 | 42710az96_dlext_20160603_1251_1603.csv | F:\UPOD\Cell_DLE\CSV_files_raw_nieuwe_structuur\2016\sap6_96\m06 | F:\UPOD\Cell_DLE\CSV_files_raw_nieuwe_structuur\2016\sap6_96\m06\42710az96_dlext_20160603_1251_1603.csv | 353
v5 | Full | 3 | 42710az96_dlext_20160604_1604_1723.csv | F:\UPOD\Cell_DLE\CSV_files_raw_nieuwe_structuur\2016\sap6_96\m06 | F:\UPOD\Cell_DLE\CSV_files_raw_nieuwe_structuur\2016\sap6_96\m06\42710az96_dlext_20160604_1604_1723.csv | 120
v5 | Full | 3 | 42710az96_dlext_20160605_1724_1809.csv | F:\UPOD\Cell_DLE\CSV_files_raw_nieuwe_structuur\2016\sap6_96\m06 | F:\UPOD\Cell_DLE\CSV_files_raw_nieuwe_structuur\2016\sap6_96\m06\42710az96_dlext_20160605_1724_1809.csv | 86
v5 | Full | 3 | 42710az96_dlext_20160606_1810_2198.csv | F:\UPOD\Cell_DLE\CSV_files_raw_nieuwe_structuur\2016\sap6_96\m06 | F:\UPOD\Cell_DLE\CSV_files_raw_nieuwe_structuur\2016\sap6_96\m06\42710az96_dlext_20160606_1810_2198.csv | 389
v5 | Full | 3 | 42710az96_dlext_20160607_2199_2526.csv | F:\UPOD\Cell_DLE\CSV_files_raw_nieuwe_structuur\2016\sap6_96\m06 | F:\UPOD\Cell_DLE\CSV_files_raw_nieuwe_structuur\2016\sap6_96\m06\42710az96_dlext_20160607_2199_2526.csv | 328
v5 | Full | 3 | 42710az96_dlext_20160608_2527_2849.csv | F:\UPOD\Cell_DLE\CSV_files_raw_nieuwe_structuur\2016\sap6_96\m06 | F:\UPOD\Cell_DLE\CSV_files_raw_nieuwe_structuur\2016\sap6_96\m06\42710az96_dlext_20160608_2527_2849.csv | 323
v5 | Full | 3 | 42710az96_dlext_20160609_2850_3123.csv | F:\UPOD\Cell_DLE\CSV_files_raw_nieuwe_structuur\2016\sap6_96\m06 | F:\UPOD\Cell_DLE\CSV_files_raw_nieuwe_structuur\2016\sap6_96\m06\42710az96_dlext_20160609_2850_3123.csv | 274
v5 | Full | 3 | 42710az96_dlext_20160610_3124_3357.csv | F:\UPOD\Cell_DLE\CSV_files_raw_nieuwe_structuur\2016\sap6_96\m06 | F:\UPOD\Cell_DLE\CSV_files_raw_nieuwe_structuur\2016\sap6_96\m06\42710az96_dlext_20160610_3124_3357.csv | 234
v5 | Full | 3 | 42710az96_dlext_20160611_3358_3455.csv | F:\UPOD\Cell_DLE\CSV_files_raw_nieuwe_structuur\2016\sap6_96\m06 | F:\UPOD\Cell_DLE\CSV_files_raw_nieuwe_structuur\2016\sap6_96\m06\42710az96_dlext_20160611_3358_3455.csv | 98
v5 | Full | 3 | 42710az96_dlext_20160612_3456_3564.csv | F:\UPOD\Cell_DLE\CSV_files_raw_nieuwe_structuur\2016\sap6_96\m06 | F:\UPOD\Cell_DLE\CSV_files_raw_nieuwe_structuur\2016\sap6_96\m06\42710az96_dlext_20160612_3456_3564.csv | 109
v5 | Full | 3 | 42710az96_dlext_20160613_3565_3946.csv | F:\UPOD\Cell_DLE\CSV_files_raw_nieuwe_structuur\2016\sap6_96\m06 | F:\UPOD\Cell_DLE\CSV_files_raw_nieuwe_structuur\2016\sap6_96\m06\42710az96_dlext_20160613_3565_3946.csv | 382
v5 | Full | 3 | 42710az96_dlext_20160614_3947_4180.csv | F:\UPOD\Cell_DLE\CSV_files_raw_nieuwe_structuur\2016\sap6_96\m06 | F:\UPOD\Cell_DLE\CSV_files_raw_nieuwe_structuur\2016\sap6_96\m06\42710az96_dlext_20160614_3947_4180.csv | 234
v5 | Full | 3 | 42710az96_dlext_20160615_4181_4352.csv | F:\UPOD\Cell_DLE\CSV_files_raw_nieuwe_structuur\2016\sap6_96\m06 | F:\UPOD\Cell_DLE\CSV_files_raw_nieuwe_structuur\2016\sap6_96\m06\42710az96_dlext_20160615_4181_4352.csv | 172
v5 | Full | 3 | 42710az96_dlext_20160616_4353_4675.csv | F:\UPOD\Cell_DLE\CSV_files_raw_nieuwe_structuur\2016\sap6_96\m06 | F:\UPOD\Cell_DLE\CSV_files_raw_nieuwe_structuur\2016\sap6_96\m06\42710az96_dlext_20160616_4353_4675.csv | 323
v5 | Full | 3 | 42710az96_dlext_20160617_4676_5004.csv | F:\UPOD\Cell_DLE\CSV_files_raw_nieuwe_structuur\2016\sap6_96\m06 | F:\UPOD\Cell_DLE\CSV_files_raw_nieuwe_structuur\2016\sap6_96\m06\42710az96_dlext_20160617_4676_5004.csv | 329
v5 | Full | 3 | 42710az96_dlext_20160618_5005_5121.csv | F:\UPOD\Cell_DLE\CSV_files_raw_nieuwe_structuur\2016\sap6_96\m06 | F:\UPOD\Cell_DLE\CSV_files_raw_nieuwe_structuur\2016\sap6_96\m06\42710az96_dlext_20160618_5005_5121.csv | 117
v5 | Full | 3 | 42710az96_dlext_20160619_5122_5201.csv | F:\UPOD\Cell_DLE\CSV_files_raw_nieuwe_structuur\2016\sap6_96\m06 | F:\UPOD\Cell_DLE\CSV_files_raw_nieuwe_structuur\2016\sap6_96\m06\42710az96_dlext_20160619_5122_5201.csv | 80
v5 | Full | 3 | 42710az96_dlext_20160620_5202_5557.csv | F:\UPOD\Cell_DLE\CSV_files_raw_nieuwe_structuur\2016\sap6_96\m06 | F:\UPOD\Cell_DLE\CSV_files_raw_nieuwe_structuur\2016\sap6_96\m06\42710az96_dlext_20160620_5202_5557.csv | 356
v5 | Full | 3 | 42710az96_dlext_20160621_5558_5845.csv | F:\UPOD\Cell_DLE\CSV_files_raw_nieuwe_structuur\2016\sap6_96\m06 | F:\UPOD\Cell_DLE\CSV_files_raw_nieuwe_structuur\2016\sap6_96\m06\42710az96_dlext_20160621_5558_5845.csv | 288
v5 | Full | 3 | 42710az96_dlext_20160622_5846_6074.csv | F:\UPOD\Cell_DLE\CSV_files_raw_nieuwe_structuur\2016\sap6_96\m06 | F:\UPOD\Cell_DLE\CSV_files_raw_nieuwe_structuur\2016\sap6_96\m06\42710az96_dlext_20160622_5846_6074.csv | 229
v5 | Full | 3 | 42710az96_dlext_20160623_6075_6258.csv | F:\UPOD\Cell_DLE\CSV_files_raw_nieuwe_structuur\2016\sap6_96\m06 | F:\UPOD\Cell_DLE\CSV_files_raw_nieuwe_structuur\2016\sap6_96\m06\42710az96_dlext_20160623_6075_6258.csv | 184
v5 | Full | 3 | 42710az96_dlext_20160624_6259_6560.csv | F:\UPOD\Cell_DLE\CSV_files_raw_nieuwe_structuur\2016\sap6_96\m06 | F:\UPOD\Cell_DLE\CSV_files_raw_nieuwe_structuur\2016\sap6_96\m06\42710az96_dlext_20160624_6259_6560.csv | 302
v5 | Full | 3 | 42710az96_dlext_20160625_6561_6670.csv | F:\UPOD\Cell_DLE\CSV_files_raw_nieuwe_structuur\2016\sap6_96\m06 | F:\UPOD\Cell_DLE\CSV_files_raw_nieuwe_structuur\2016\sap6_96\m06\42710az96_dlext_20160625_6561_6670.csv | 110
v5 | Full | 3 | 42710az96_dlext_20160626_6671_6763.csv | F:\UPOD\Cell_DLE\CSV_files_raw_nieuwe_structuur\2016\sap6_96\m06 | F:\UPOD\Cell_DLE\CSV_files_raw_nieuwe_structuur\2016\sap6_96\m06\42710az96_dlext_20160626_6671_6763.csv | 93
v5 | Full | 3 | 42710az96_dlext_20160627_6764_7166.csv | F:\UPOD\Cell_DLE\CSV_files_raw_nieuwe_structuur\2016\sap6_96\m06 | F:\UPOD\Cell_DLE\CSV_files_raw_nieuwe_structuur\2016\sap6_96\m06\42710az96_dlext_20160627_6764_7166.csv | 403
v5 | Full | 3 | 42710az96_dlext_20160628_7167_7575.csv | F:\UPOD\Cell_DLE\CSV_files_raw_nieuwe_structuur\2016\sap6_96\m06 | F:\UPOD\Cell_DLE\CSV_files_raw_nieuwe_structuur\2016\sap6_96\m06\42710az96_dlext_20160628_7167_7575.csv | 409
v5 | Full | 3 | 42710az96_dlext_20160629_7576_7967.csv | F:\UPOD\Cell_DLE\CSV_files_raw_nieuwe_structuur\2016\sap6_96\m06 | F:\UPOD\Cell_DLE\CSV_files_raw_nieuwe_structuur\2016\sap6_96\m06\42710az96_dlext_20160629_7576_7967.csv | 392
v5 | Full | 3 | 42710az96_dlext_20160630_7968_8412.csv | F:\UPOD\Cell_DLE\CSV_files_raw_nieuwe_structuur\2016\sap6_96\m06 | F:\UPOD\Cell_DLE\CSV_files_raw_nieuwe_structuur\2016\sap6_96\m06\42710az96_dlext_20160630_7968_8412.csv | 445
v5 | Full | 3 | 42783az_dlext_20140115_2800_2887.csv | F:\UPOD\Cell_DLE\CSV_files_raw_nieuwe_structuur\2014\sap4_783\m01 | F:\UPOD\Cell_DLE\CSV_files_raw_nieuwe_structuur\2014\sap4_783\m01\42783az_dlext_20140115_2800_2887.csv | 88
v5 | Full | 3 | 42783az_dlext_20140116_2888_2958.csv | F:\UPOD\Cell_DLE\CSV_files_raw_nieuwe_structuur\2014\sap4_783\m01 | F:\UPOD\Cell_DLE\CSV_files_raw_nieuwe_structuur\2014\sap4_783\m01\42783az_dlext_20140116_2888_2958.csv | 71
v5 | Full | 3 | 42783az_dlext_20140117_2959_3008.csv | F:\UPOD\Cell_DLE\CSV_files_raw_nieuwe_structuur\2014\sap4_783\m01 | F:\UPOD\Cell_DLE\CSV_files_raw_nieuwe_structuur\2014\sap4_783\m01\42783az_dlext_20140117_2959_3008.csv | 50
v5 | Full | 3 | 42783az_dlext_20140120_3009_3068.csv | F:\UPOD\Cell_DLE\CSV_files_raw_nieuwe_structuur\2014\sap4_783\m01 | F:\UPOD\Cell_DLE\CSV_files_raw_nieuwe_structuur\2014\sap4_783\m01\42783az_dlext_20140120_3009_3068.csv | 60
v5 | Full | 3 | 42783az_dlext_20140121_3069_3153.csv | F:\UPOD\Cell_DLE\CSV_files_raw_nieuwe_structuur\2014\sap4_783\m01 | F:\UPOD\Cell_DLE\CSV_files_raw_nieuwe_structuur\2014\sap4_783\m01\42783az_dlext_20140121_3069_3153.csv | 85
v5 | Full | 3 | 42783az_dlext_20140122_3154_3226.csv | F:\UPOD\Cell_DLE\CSV_files_raw_nieuwe_structuur\2014\sap4_783\m01 | F:\UPOD\Cell_DLE\CSV_files_raw_nieuwe_structuur\2014\sap4_783\m01\42783az_dlext_20140122_3154_3226.csv | 73
v5 | Full | 3 | 42783az_dlext_20140123_3227_3275.csv | F:\UPOD\Cell_DLE\CSV_files_raw_nieuwe_structuur\2014\sap4_783\m01 | F:\UPOD\Cell_DLE\CSV_files_raw_nieuwe_structuur\2014\sap4_783\m01\42783az_dlext_20140123_3227_3275.csv | 49
v5 | Full | 3 | 42783az_dlext_20140124_3276_3329.csv | F:\UPOD\Cell_DLE\CSV_files_raw_nieuwe_structuur\2014\sap4_783\m01 | F:\UPOD\Cell_DLE\CSV_files_raw_nieuwe_structuur\2014\sap4_783\m01\42783az_dlext_20140124_3276_3329.csv | 54
v5 | Full | 3 | 42783az_dlext_20140127_3330_3393.csv | F:\UPOD\Cell_DLE\CSV_files_raw_nieuwe_structuur\2014\sap4_783\m01 | F:\UPOD\Cell_DLE\CSV_files_raw_nieuwe_structuur\2014\sap4_783\m01\42783az_dlext_20140127_3330_3393.csv | 64
v5 | Full | 3 | 42783az_dlext_20140128_3394_3489.csv | F:\UPOD\Cell_DLE\CSV_files_raw_nieuwe_structuur\2014\sap4_783\m01 | F:\UPOD\Cell_DLE\CSV_files_raw_nieuwe_structuur\2014\sap4_783\m01\42783az_dlext_20140128_3394_3489.csv | 96
v5 | Full | 3 | 42783az_dlext_20140129_3490_3571.csv | F:\UPOD\Cell_DLE\CSV_files_raw_nieuwe_structuur\2014\sap4_783\m01 | F:\UPOD\Cell_DLE\CSV_files_raw_nieuwe_structuur\2014\sap4_783\m01\42783az_dlext_20140129_3490_3571.csv | 82
v5 | Full | 3 | 42783az_dlext_20140130_3572_3629.csv | F:\UPOD\Cell_DLE\CSV_files_raw_nieuwe_structuur\2014\sap4_783\m01 | F:\UPOD\Cell_DLE\CSV_files_raw_nieuwe_structuur\2014\sap4_783\m01\42783az_dlext_20140130_3572_3629.csv | 58
v5 | Full | 3 | 42783az_dlext_20140131_3630_3674.csv | F:\UPOD\Cell_DLE\CSV_files_raw_nieuwe_structuur\2014\sap4_783\m01 | F:\UPOD\Cell_DLE\CSV_files_raw_nieuwe_structuur\2014\sap4_783\m01\42783az_dlext_20140131_3630_3674.csv | 45
v5 | Full | 3 | 42783az_dlext_20140203_3675_3750.csv | F:\UPOD\Cell_DLE\CSV_files_raw_nieuwe_structuur\2014\sap4_783\m02 | F:\UPOD\Cell_DLE\CSV_files_raw_nieuwe_structuur\2014\sap4_783\m02\42783az_dlext_20140203_3675_3750.csv | 76
v5 | Full | 3 | 42783az_dlext_20140204_3751_3833.csv | F:\UPOD\Cell_DLE\CSV_files_raw_nieuwe_structuur\2014\sap4_783\m02 | F:\UPOD\Cell_DLE\CSV_files_raw_nieuwe_structuur\2014\sap4_783\m02\42783az_dlext_20140204_3751_3833.csv | 83
v5 | Full | 3 | 42783az_dlext_20140205_3834_3947.csv | F:\UPOD\Cell_DLE\CSV_files_raw_nieuwe_structuur\2014\sap4_783\m02 | F:\UPOD\Cell_DLE\CSV_files_raw_nieuwe_structuur\2014\sap4_783\m02\42783az_dlext_20140205_3834_3947.csv | 114
v5 | Full | 3 | 42783az_dlext_20140206_3948_4022.csv | F:\UPOD\Cell_DLE\CSV_files_raw_nieuwe_structuur\2014\sap4_783\m02 | F:\UPOD\Cell_DLE\CSV_files_raw_nieuwe_structuur\2014\sap4_783\m02\42783az_dlext_20140206_3948_4022.csv | 75
v5 | Full | 3 | 42783az_dlext_20140207_4023_4065.csv | F:\UPOD\Cell_DLE\CSV_files_raw_nieuwe_structuur\2014\sap4_783\m02 | F:\UPOD\Cell_DLE\CSV_files_raw_nieuwe_structuur\2014\sap4_783\m02\42783az_dlext_20140207_4023_4065.csv | 43
v5 | Full | 3 | 42783az_dlext_20140210_4066_4123.csv | F:\UPOD\Cell_DLE\CSV_files_raw_nieuwe_structuur\2014\sap4_783\m02 | F:\UPOD\Cell_DLE\CSV_files_raw_nieuwe_structuur\2014\sap4_783\m02\42783az_dlext_20140210_4066_4123.csv | 58
v5 | Full | 3 | 42783az_dlext_20140211_4124_4207.csv | F:\UPOD\Cell_DLE\CSV_files_raw_nieuwe_structuur\2014\sap4_783\m02 | F:\UPOD\Cell_DLE\CSV_files_raw_nieuwe_structuur\2014\sap4_783\m02\42783az_dlext_20140211_4124_4207.csv | 84
v5 | Full | 3 | 42783az_dlext_20140212_4208_4286.csv | F:\UPOD\Cell_DLE\CSV_files_raw_nieuwe_structuur\2014\sap4_783\m02 | F:\UPOD\Cell_DLE\CSV_files_raw_nieuwe_structuur\2014\sap4_783\m02\42783az_dlext_20140212_4208_4286.csv | 79
v5 | Full | 3 | 42783az_dlext_20140213_4287_4370.csv | F:\UPOD\Cell_DLE\CSV_files_raw_nieuwe_structuur\2014\sap4_783\m02 | F:\UPOD\Cell_DLE\CSV_files_raw_nieuwe_structuur\2014\sap4_783\m02\42783az_dlext_20140213_4287_4370.csv | 84
v5 | Full | 3 | 42783az_dlext_20140214_4371_4405.csv | F:\UPOD\Cell_DLE\CSV_files_raw_nieuwe_structuur\2014\sap4_783\m02 | F:\UPOD\Cell_DLE\CSV_files_raw_nieuwe_structuur\2014\sap4_783\m02\42783az_dlext_20140214_4371_4405.csv | 35
v5 | Full | 3 | 42783az_dlext_20140217_4406_4470.csv | F:\UPOD\Cell_DLE\CSV_files_raw_nieuwe_structuur\2014\sap4_783\m02 | F:\UPOD\Cell_DLE\CSV_files_raw_nieuwe_structuur\2014\sap4_783\m02\42783az_dlext_20140217_4406_4470.csv | 65
v5 | Full | 3 | 42783az_dlext_20140218_4471_4558.csv | F:\UPOD\Cell_DLE\CSV_files_raw_nieuwe_structuur\2014\sap4_783\m02 | F:\UPOD\Cell_DLE\CSV_files_raw_nieuwe_structuur\2014\sap4_783\m02\42783az_dlext_20140218_4471_4558.csv | 88
v5 | Full | 3 | 42783az_dlext_20140219_4559_4617.csv | F:\UPOD\Cell_DLE\CSV_files_raw_nieuwe_structuur\2014\sap4_783\m02 | F:\UPOD\Cell_DLE\CSV_files_raw_nieuwe_structuur\2014\sap4_783\m02\42783az_dlext_20140219_4559_4617.csv | 59
v5 | Full | 3 | 42783az_dlext_20140220_4618_4687.csv | F:\UPOD\Cell_DLE\CSV_files_raw_nieuwe_structuur\2014\sap4_783\m02 | F:\UPOD\Cell_DLE\CSV_files_raw_nieuwe_structuur\2014\sap4_783\m02\42783az_dlext_20140220_4618_4687.csv | 70
v5 | Full | 3 | 42783az_dlext_20140221_4688_4737.csv | F:\UPOD\Cell_DLE\CSV_files_raw_nieuwe_structuur\2014\sap4_783\m02 | F:\UPOD\Cell_DLE\CSV_files_raw_nieuwe_structuur\2014\sap4_783\m02\42783az_dlext_20140221_4688_4737.csv | 50
v5 | Full | 3 | 42783az_dlext_20140224_4738_4812.csv | F:\UPOD\Cell_DLE\CSV_files_raw_nieuwe_structuur\2014\sap4_783\m02 | F:\UPOD\Cell_DLE\CSV_files_raw_nieuwe_structuur\2014\sap4_783\m02\42783az_dlext_20140224_4738_4812.csv | 75
v5 | Full | 3 | 42783az_dlext_20140225_4813_4883.csv | F:\UPOD\Cell_DLE\CSV_files_raw_nieuwe_structuur\2014\sap4_783\m02 | F:\UPOD\Cell_DLE\CSV_files_raw_nieuwe_structuur\2014\sap4_783\m02\42783az_dlext_20140225_4813_4883.csv | 71
v5 | Full | 3 | 42783az_dlext_20140226_4884_4945.csv | F:\UPOD\Cell_DLE\CSV_files_raw_nieuwe_structuur\2014\sap4_783\m02 | F:\UPOD\Cell_DLE\CSV_files_raw_nieuwe_structuur\2014\sap4_783\m02\42783az_dlext_20140226_4884_4945.csv | 62
v5 | Full | 3 | 42783az_dlext_20140227_4946_5014.csv | F:\UPOD\Cell_DLE\CSV_files_raw_nieuwe_structuur\2014\sap4_783\m02 | F:\UPOD\Cell_DLE\CSV_files_raw_nieuwe_structuur\2014\sap4_783\m02\42783az_dlext_20140227_4946_5014.csv | 69
v5 | Full | 3 | 42783az_dlext_20140228_5015_5067.csv | F:\UPOD\Cell_DLE\CSV_files_raw_nieuwe_structuur\2014\sap4_783\m02 | F:\UPOD\Cell_DLE\CSV_files_raw_nieuwe_structuur\2014\sap4_783\m02\42783az_dlext_20140228_5015_5067.csv | 53
v5 | Full | 3 | 42783az_dlext_20140303_5068_5124.csv | F:\UPOD\Cell_DLE\CSV_files_raw_nieuwe_structuur\2014\sap4_783\m03 | F:\UPOD\Cell_DLE\CSV_files_raw_nieuwe_structuur\2014\sap4_783\m03\42783az_dlext_20140303_5068_5124.csv | 57
v5 | Full | 3 | 42783az_dlext_20140304_5125_5208.csv | F:\UPOD\Cell_DLE\CSV_files_raw_nieuwe_structuur\2014\sap4_783\m03 | F:\UPOD\Cell_DLE\CSV_files_raw_nieuwe_structuur\2014\sap4_783\m03\42783az_dlext_20140304_5125_5208.csv | 84
v5 | Full | 3 | 42783az_dlext_20140305_5209_5283.csv | F:\UPOD\Cell_DLE\CSV_files_raw_nieuwe_structuur\2014\sap4_783\m03 | F:\UPOD\Cell_DLE\CSV_files_raw_nieuwe_structuur\2014\sap4_783\m03\42783az_dlext_20140305_5209_5283.csv | 75
v5 | Full | 3 | 42783az_dlext_20140306_5284_5377.csv | F:\UPOD\Cell_DLE\CSV_files_raw_nieuwe_structuur\2014\sap4_783\m03 | F:\UPOD\Cell_DLE\CSV_files_raw_nieuwe_structuur\2014\sap4_783\m03\42783az_dlext_20140306_5284_5377.csv | 94
v5 | Full | 3 | 42783az_dlext_20140307_5378_5434.csv | F:\UPOD\Cell_DLE\CSV_files_raw_nieuwe_structuur\2014\sap4_783\m03 | F:\UPOD\Cell_DLE\CSV_files_raw_nieuwe_structuur\2014\sap4_783\m03\42783az_dlext_20140307_5378_5434.csv | 57
v5 | Full | 3 | 42783az_dlext_20140310_5435_5495.csv | F:\UPOD\Cell_DLE\CSV_files_raw_nieuwe_structuur\2014\sap4_783\m03 | F:\UPOD\Cell_DLE\CSV_files_raw_nieuwe_structuur\2014\sap4_783\m03\42783az_dlext_20140310_5435_5495.csv | 61
v5 | Full | 3 | 42783az_dlext_20140311_5496_5587.csv | F:\UPOD\Cell_DLE\CSV_files_raw_nieuwe_structuur\2014\sap4_783\m03 | F:\UPOD\Cell_DLE\CSV_files_raw_nieuwe_structuur\2014\sap4_783\m03\42783az_dlext_20140311_5496_5587.csv | 92
v5 | Full | 3 | 42783az_dlext_20140312_5588_5675.csv | F:\UPOD\Cell_DLE\CSV_files_raw_nieuwe_structuur\2014\sap4_783\m03 | F:\UPOD\Cell_DLE\CSV_files_raw_nieuwe_structuur\2014\sap4_783\m03\42783az_dlext_20140312_5588_5675.csv | 88
v5 | Full | 3 | 42783az_dlext_20140313_5676_5745.csv | F:\UPOD\Cell_DLE\CSV_files_raw_nieuwe_structuur\2014\sap4_783\m03 | F:\UPOD\Cell_DLE\CSV_files_raw_nieuwe_structuur\2014\sap4_783\m03\42783az_dlext_20140313_5676_5745.csv | 70
v5 | Full | 3 | 42783az_dlext_20140314_5746_5837.csv | F:\UPOD\Cell_DLE\CSV_files_raw_nieuwe_structuur\2014\sap4_783\m03 | F:\UPOD\Cell_DLE\CSV_files_raw_nieuwe_structuur\2014\sap4_783\m03\42783az_dlext_20140314_5746_5837.csv | 92
v5 | Full | 3 | 42783az_dlext_20140317_5838_5905.csv | F:\UPOD\Cell_DLE\CSV_files_raw_nieuwe_structuur\2014\sap4_783\m03 | F:\UPOD\Cell_DLE\CSV_files_raw_nieuwe_structuur\2014\sap4_783\m03\42783az_dlext_20140317_5838_5905.csv | 68
v5 | Full | 3 | 42783az_dlext_20140318_5906_5986.csv | F:\UPOD\Cell_DLE\CSV_files_raw_nieuwe_structuur\2014\sap4_783\m03 | F:\UPOD\Cell_DLE\CSV_files_raw_nieuwe_structuur\2014\sap4_783\m03\42783az_dlext_20140318_5906_5986.csv | 81
v5 | Full | 3 | 42783az_dlext_20140319_5987_6060.csv | F:\UPOD\Cell_DLE\CSV_files_raw_nieuwe_structuur\2014\sap4_783\m03 | F:\UPOD\Cell_DLE\CSV_files_raw_nieuwe_structuur\2014\sap4_783\m03\42783az_dlext_20140319_5987_6060.csv | 74
v5 | Full | 3 | 42783az_dlext_20140320_6061_6142.csv | F:\UPOD\Cell_DLE\CSV_files_raw_nieuwe_structuur\2014\sap4_783\m03 | F:\UPOD\Cell_DLE\CSV_files_raw_nieuwe_structuur\2014\sap4_783\m03\42783az_dlext_20140320_6061_6142.csv | 82
v5 | Full | 3 | 42783az_dlext_20140321_6143_6185.csv | F:\UPOD\Cell_DLE\CSV_files_raw_nieuwe_structuur\2014\sap4_783\m03 | F:\UPOD\Cell_DLE\CSV_files_raw_nieuwe_structuur\2014\sap4_783\m03\42783az_dlext_20140321_6143_6185.csv | 43
v5 | Full | 3 | 42783az_dlext_20140324_6186_6247.csv | F:\UPOD\Cell_DLE\CSV_files_raw_nieuwe_structuur\2014\sap4_783\m03 | F:\UPOD\Cell_DLE\CSV_files_raw_nieuwe_structuur\2014\sap4_783\m03\42783az_dlext_20140324_6186_6247.csv | 62
v5 | Full | 3 | 42783az_dlext_20140325_6248_6322.csv | F:\UPOD\Cell_DLE\CSV_files_raw_nieuwe_structuur\2014\sap4_783\m03 | F:\UPOD\Cell_DLE\CSV_files_raw_nieuwe_structuur\2014\sap4_783\m03\42783az_dlext_20140325_6248_6322.csv | 75
v5 | Full | 3 | 42783az_dlext_20140326_6323_6401.csv | F:\UPOD\Cell_DLE\CSV_files_raw_nieuwe_structuur\2014\sap4_783\m03 | F:\UPOD\Cell_DLE\CSV_files_raw_nieuwe_structuur\2014\sap4_783\m03\42783az_dlext_20140326_6323_6401.csv | 79
v5 | Full | 3 | 42783az_dlext_20140327_6402_6490.csv | F:\UPOD\Cell_DLE\CSV_files_raw_nieuwe_structuur\2014\sap4_783\m03 | F:\UPOD\Cell_DLE\CSV_files_raw_nieuwe_structuur\2014\sap4_783\m03\42783az_dlext_20140327_6402_6490.csv | 89
v5 | Full | 3 | 42783az_dlext_20140328_6491_6528.csv | F:\UPOD\Cell_DLE\CSV_files_raw_nieuwe_structuur\2014\sap4_783\m03 | F:\UPOD\Cell_DLE\CSV_files_raw_nieuwe_structuur\2014\sap4_783\m03\42783az_dlext_20140328_6491_6528.csv | 38
v5 | Full | 3 | 42783az_dlext_20140331_6529_6590.csv | F:\UPOD\Cell_DLE\CSV_files_raw_nieuwe_structuur\2014\sap4_783\m03 | F:\UPOD\Cell_DLE\CSV_files_raw_nieuwe_structuur\2014\sap4_783\m03\42783az_dlext_20140331_6529_6590.csv | 62
v5 | Full | 3 | 42783az_dlext_20140401_6591_6679.csv | F:\UPOD\Cell_DLE\CSV_files_raw_nieuwe_structuur\2014\sap4_783\m04 | F:\UPOD\Cell_DLE\CSV_files_raw_nieuwe_structuur\2014\sap4_783\m04\42783az_dlext_20140401_6591_6679.csv | 89
v5 | Full | 3 | 42783az_dlext_20140402_6680_6741.csv | F:\UPOD\Cell_DLE\CSV_files_raw_nieuwe_structuur\2014\sap4_783\m04 | F:\UPOD\Cell_DLE\CSV_files_raw_nieuwe_structuur\2014\sap4_783\m04\42783az_dlext_20140402_6680_6741.csv | 62
v5 | Full | 3 | 42783az_dlext_20140403_6742_6806.csv | F:\UPOD\Cell_DLE\CSV_files_raw_nieuwe_structuur\2014\sap4_783\m04 | F:\UPOD\Cell_DLE\CSV_files_raw_nieuwe_structuur\2014\sap4_783\m04\42783az_dlext_20140403_6742_6806.csv | 65
v5 | Full | 3 | 42783az_dlext_20140404_6807_6860.csv | F:\UPOD\Cell_DLE\CSV_files_raw_nieuwe_structuur\2014\sap4_783\m04 | F:\UPOD\Cell_DLE\CSV_files_raw_nieuwe_structuur\2014\sap4_783\m04\42783az_dlext_20140404_6807_6860.csv | 54
v5 | Full | 3 | 42783az_dlext_20140407_6861_6923.csv | F:\UPOD\Cell_DLE\CSV_files_raw_nieuwe_structuur\2014\sap4_783\m04 | F:\UPOD\Cell_DLE\CSV_files_raw_nieuwe_structuur\2014\sap4_783\m04\42783az_dlext_20140407_6861_6923.csv | 63
v5 | Full | 3 | 42783az_dlext_20140408_6924_7013.csv | F:\UPOD\Cell_DLE\CSV_files_raw_nieuwe_structuur\2014\sap4_783\m04 | F:\UPOD\Cell_DLE\CSV_files_raw_nieuwe_structuur\2014\sap4_783\m04\42783az_dlext_20140408_6924_7013.csv | 90
v5 | Full | 3 | 42783az_dlext_20140409_7014_7081.csv | F:\UPOD\Cell_DLE\CSV_files_raw_nieuwe_structuur\2014\sap4_783\m04 | F:\UPOD\Cell_DLE\CSV_files_raw_nieuwe_structuur\2014\sap4_783\m04\42783az_dlext_20140409_7014_7081.csv | 68
v5 | Full | 3 | 42783az_dlext_20140410_7082_7126.csv | F:\UPOD\Cell_DLE\CSV_files_raw_nieuwe_structuur\2014\sap4_783\m04 | F:\UPOD\Cell_DLE\CSV_files_raw_nieuwe_structuur\2014\sap4_783\m04\42783az_dlext_20140410_7082_7126.csv | 45
v5 | Full | 3 | 42783az_dlext_20140411_7127_7169.csv | F:\UPOD\Cell_DLE\CSV_files_raw_nieuwe_structuur\2014\sap4_783\m04 | F:\UPOD\Cell_DLE\CSV_files_raw_nieuwe_structuur\2014\sap4_783\m04\42783az_dlext_20140411_7127_7169.csv | 43
v5 | Full | 3 | 42783az_dlext_20140414_7170_7227.csv | F:\UPOD\Cell_DLE\CSV_files_raw_nieuwe_structuur\2014\sap4_783\m04 | F:\UPOD\Cell_DLE\CSV_files_raw_nieuwe_structuur\2014\sap4_783\m04\42783az_dlext_20140414_7170_7227.csv | 58
v5 | Full | 3 | 42783az_dlext_20140415_7228_7321.csv | F:\UPOD\Cell_DLE\CSV_files_raw_nieuwe_structuur\2014\sap4_783\m04 | F:\UPOD\Cell_DLE\CSV_files_raw_nieuwe_structuur\2014\sap4_783\m04\42783az_dlext_20140415_7228_7321.csv | 94
v5 | Full | 3 | 42783az_dlext_20140416_7322_7396.csv | F:\UPOD\Cell_DLE\CSV_files_raw_nieuwe_structuur\2014\sap4_783\m04 | F:\UPOD\Cell_DLE\CSV_files_raw_nieuwe_structuur\2014\sap4_783\m04\42783az_dlext_20140416_7322_7396.csv | 75
v5 | Full | 3 | 42783az_dlext_20140417_7397_7494.csv | F:\UPOD\Cell_DLE\CSV_files_raw_nieuwe_structuur\2014\sap4_783\m04 | F:\UPOD\Cell_DLE\CSV_files_raw_nieuwe_structuur\2014\sap4_783\m04\42783az_dlext_20140417_7397_7494.csv | 98
v5 | Full | 3 | 42783az_dlext_20140422_7495_7589.csv | F:\UPOD\Cell_DLE\CSV_files_raw_nieuwe_structuur\2014\sap4_783\m04 | F:\UPOD\Cell_DLE\CSV_files_raw_nieuwe_structuur\2014\sap4_783\m04\42783az_dlext_20140422_7495_7589.csv | 95
v5 | Full | 3 | 42783az_dlext_20140423_7590_7669.csv | F:\UPOD\Cell_DLE\CSV_files_raw_nieuwe_structuur\2014\sap4_783\m04 | F:\UPOD\Cell_DLE\CSV_files_raw_nieuwe_structuur\2014\sap4_783\m04\42783az_dlext_20140423_7590_7669.csv | 80
v5 | Full | 3 | 42783az_dlext_20140424_7670_7729.csv | F:\UPOD\Cell_DLE\CSV_files_raw_nieuwe_structuur\2014\sap4_783\m04 | F:\UPOD\Cell_DLE\CSV_files_raw_nieuwe_structuur\2014\sap4_783\m04\42783az_dlext_20140424_7670_7729.csv | 60
v5 | Full | 3 | 42783az_dlext_20140425_7730_7792.csv | F:\UPOD\Cell_DLE\CSV_files_raw_nieuwe_structuur\2014\sap4_783\m04 | F:\UPOD\Cell_DLE\CSV_files_raw_nieuwe_structuur\2014\sap4_783\m04\42783az_dlext_20140425_7730_7792.csv | 63
v5 | Full | 3 | 42783az_dlext_20140428_7793_7846.csv | F:\UPOD\Cell_DLE\CSV_files_raw_nieuwe_structuur\2014\sap4_783\m04 | F:\UPOD\Cell_DLE\CSV_files_raw_nieuwe_structuur\2014\sap4_783\m04\42783az_dlext_20140428_7793_7846.csv | 54
v5 | Full | 3 | 42783az_dlext_20140429_7847_7927.csv | F:\UPOD\Cell_DLE\CSV_files_raw_nieuwe_structuur\2014\sap4_783\m04 | F:\UPOD\Cell_DLE\CSV_files_raw_nieuwe_structuur\2014\sap4_783\m04\42783az_dlext_20140429_7847_7927.csv | 81
v5 | Full | 3 | 42783az_dlext_20140430_7928_7995.csv | F:\UPOD\Cell_DLE\CSV_files_raw_nieuwe_structuur\2014\sap4_783\m04 | F:\UPOD\Cell_DLE\CSV_files_raw_nieuwe_structuur\2014\sap4_783\m04\42783az_dlext_20140430_7928_7995.csv | 68
v5 | Full | 3 | 42783az_dlext_20140501_7996_8051.csv | F:\UPOD\Cell_DLE\CSV_files_raw_nieuwe_structuur\2014\sap4_783\m05 | F:\UPOD\Cell_DLE\CSV_files_raw_nieuwe_structuur\2014\sap4_783\m05\42783az_dlext_20140501_7996_8051.csv | 56
v5 | Full | 3 | 42783az_dlext_20140502_8052_8112.csv | F:\UPOD\Cell_DLE\CSV_files_raw_nieuwe_structuur\2014\sap4_783\m05 | F:\UPOD\Cell_DLE\CSV_files_raw_nieuwe_structuur\2014\sap4_783\m05\42783az_dlext_20140502_8052_8112.csv | 61
v5 | Full | 3 | 42783az_dlext_20140505_8113_8175.csv | F:\UPOD\Cell_DLE\CSV_files_raw_nieuwe_structuur\2014\sap4_783\m05 | F:\UPOD\Cell_DLE\CSV_files_raw_nieuwe_structuur\2014\sap4_783\m05\42783az_dlext_20140505_8113_8175.csv | 63
v5 | Full | 3 | 42783az_dlext_20140506_8176_8257.csv | F:\UPOD\Cell_DLE\CSV_files_raw_nieuwe_structuur\2014\sap4_783\m05 | F:\UPOD\Cell_DLE\CSV_files_raw_nieuwe_structuur\2014\sap4_783\m05\42783az_dlext_20140506_8176_8257.csv | 82
v5 | Full | 3 | 42783az_dlext_20140507_8258_8338.csv | F:\UPOD\Cell_DLE\CSV_files_raw_nieuwe_structuur\2014\sap4_783\m05 | F:\UPOD\Cell_DLE\CSV_files_raw_nieuwe_structuur\2014\sap4_783\m05\42783az_dlext_20140507_8258_8338.csv | 81
v5 | Full | 3 | 42783az_dlext_20140508_8339_8409.csv | F:\UPOD\Cell_DLE\CSV_files_raw_nieuwe_structuur\2014\sap4_783\m05 | F:\UPOD\Cell_DLE\CSV_files_raw_nieuwe_structuur\2014\sap4_783\m05\42783az_dlext_20140508_8339_8409.csv | 71
v5 | Full | 3 | 42783az_dlext_20140509_8410_8455.csv | F:\UPOD\Cell_DLE\CSV_files_raw_nieuwe_structuur\2014\sap4_783\m05 | F:\UPOD\Cell_DLE\CSV_files_raw_nieuwe_structuur\2014\sap4_783\m05\42783az_dlext_20140509_8410_8455.csv | 46
v5 | Full | 3 | 42783az_dlext_20140512_8456_8524.csv | F:\UPOD\Cell_DLE\CSV_files_raw_nieuwe_structuur\2014\sap4_783\m05 | F:\UPOD\Cell_DLE\CSV_files_raw_nieuwe_structuur\2014\sap4_783\m05\42783az_dlext_20140512_8456_8524.csv | 69
v5 | Full | 3 | 42783az_dlext_20140513_8525_8605.csv | F:\UPOD\Cell_DLE\CSV_files_raw_nieuwe_structuur\2014\sap4_783\m05 | F:\UPOD\Cell_DLE\CSV_files_raw_nieuwe_structuur\2014\sap4_783\m05\42783az_dlext_20140513_8525_8605.csv | 81
v5 | Full | 3 | 42783az_dlext_20140514_8606_8687.csv | F:\UPOD\Cell_DLE\CSV_files_raw_nieuwe_structuur\2014\sap4_783\m05 | F:\UPOD\Cell_DLE\CSV_files_raw_nieuwe_structuur\2014\sap4_783\m05\42783az_dlext_20140514_8606_8687.csv | 82
v5 | Full | 3 | 42783az_dlext_20140515_8688_8758.csv | F:\UPOD\Cell_DLE\CSV_files_raw_nieuwe_structuur\2014\sap4_783\m05 | F:\UPOD\Cell_DLE\CSV_files_raw_nieuwe_structuur\2014\sap4_783\m05\42783az_dlext_20140515_8688_8758.csv | 71
v5 | Full | 3 | 42783az_dlext_20140516_8759_8813.csv | F:\UPOD\Cell_DLE\CSV_files_raw_nieuwe_structuur\2014\sap4_783\m05 | F:\UPOD\Cell_DLE\CSV_files_raw_nieuwe_structuur\2014\sap4_783\m05\42783az_dlext_20140516_8759_8813.csv | 55
v5 | Full | 3 | 42783az_dlext_20140519_8814_8893.csv | F:\UPOD\Cell_DLE\CSV_files_raw_nieuwe_structuur\2014\sap4_783\m05 | F:\UPOD\Cell_DLE\CSV_files_raw_nieuwe_structuur\2014\sap4_783\m05\42783az_dlext_20140519_8814_8893.csv | 80
v5 | Full | 3 | 42783az_dlext_20140520_8894_8963.csv | F:\UPOD\Cell_DLE\CSV_files_raw_nieuwe_structuur\2014\sap4_783\m05 | F:\UPOD\Cell_DLE\CSV_files_raw_nieuwe_structuur\2014\sap4_783\m05\42783az_dlext_20140520_8894_8963.csv | 70
v5 | Full | 3 | 42783az_dlext_20140521_8964_9041.csv | F:\UPOD\Cell_DLE\CSV_files_raw_nieuwe_structuur\2014\sap4_783\m05 | F:\UPOD\Cell_DLE\CSV_files_raw_nieuwe_structuur\2014\sap4_783\m05\42783az_dlext_20140521_8964_9041.csv | 78
v5 | Full | 3 | 42783az_dlext_20140522_9042_9172.csv | F:\UPOD\Cell_DLE\CSV_files_raw_nieuwe_structuur\2014\sap4_783\m05 | F:\UPOD\Cell_DLE\CSV_files_raw_nieuwe_structuur\2014\sap4_783\m05\42783az_dlext_20140522_9042_9172.csv | 131
v5 | Full | 3 | 42783az_dlext_20140523_9173_9225.csv | F:\UPOD\Cell_DLE\CSV_files_raw_nieuwe_structuur\2014\sap4_783\m05 | F:\UPOD\Cell_DLE\CSV_files_raw_nieuwe_structuur\2014\sap4_783\m05\42783az_dlext_20140523_9173_9225.csv | 53
v5 | Full | 3 | 42783az_dlext_20140526_9226_9299.csv | F:\UPOD\Cell_DLE\CSV_files_raw_nieuwe_structuur\2014\sap4_783\m05 | F:\UPOD\Cell_DLE\CSV_files_raw_nieuwe_structuur\2014\sap4_783\m05\42783az_dlext_20140526_9226_9299.csv | 74
v5 | Full | 3 | 42783az_dlext_20140527_9300_9386.csv | F:\UPOD\Cell_DLE\CSV_files_raw_nieuwe_structuur\2014\sap4_783\m05 | F:\UPOD\Cell_DLE\CSV_files_raw_nieuwe_structuur\2014\sap4_783\m05\42783az_dlext_20140527_9300_9386.csv | 87
v5 | Full | 3 | 42783az_dlext_20140528_9387_9467.csv | F:\UPOD\Cell_DLE\CSV_files_raw_nieuwe_structuur\2014\sap4_783\m05 | F:\UPOD\Cell_DLE\CSV_files_raw_nieuwe_structuur\2014\sap4_783\m05\42783az_dlext_20140528_9387_9467.csv | 81
v5 | Full | 3 | 42783az_dlext_20140602_9468_9542.csv | F:\UPOD\Cell_DLE\CSV_files_raw_nieuwe_structuur\2014\sap4_783\m06 | F:\UPOD\Cell_DLE\CSV_files_raw_nieuwe_structuur\2014\sap4_783\m06\42783az_dlext_20140602_9468_9542.csv | 75
v5 | Full | 3 | 42783az_dlext_20140603_9543_9622.csv | F:\UPOD\Cell_DLE\CSV_files_raw_nieuwe_structuur\2014\sap4_783\m06 | F:\UPOD\Cell_DLE\CSV_files_raw_nieuwe_structuur\2014\sap4_783\m06\42783az_dlext_20140603_9543_9622.csv | 80
v5 | Full | 3 | 42783az_dlext_20140604_9623_9678.csv | F:\UPOD\Cell_DLE\CSV_files_raw_nieuwe_structuur\2014\sap4_783\m06 | F:\UPOD\Cell_DLE\CSV_files_raw_nieuwe_structuur\2014\sap4_783\m06\42783az_dlext_20140604_9623_9678.csv | 56
v5 | Full | 3 | 42783az_dlext_20140605_9679_9749.csv | F:\UPOD\Cell_DLE\CSV_files_raw_nieuwe_structuur\2014\sap4_783\m06 | F:\UPOD\Cell_DLE\CSV_files_raw_nieuwe_structuur\2014\sap4_783\m06\42783az_dlext_20140605_9679_9749.csv | 71
v5 | Full | 3 | 42783az_dlext_20140606_9750_9823.csv | F:\UPOD\Cell_DLE\CSV_files_raw_nieuwe_structuur\2014\sap4_783\m06 | F:\UPOD\Cell_DLE\CSV_files_raw_nieuwe_structuur\2014\sap4_783\m06\42783az_dlext_20140606_9750_9823.csv | 74
v5 | Full | 3 | 42783az_dlext_20140610_9824_9903.csv | F:\UPOD\Cell_DLE\CSV_files_raw_nieuwe_structuur\2014\sap4_783\m06 | F:\UPOD\Cell_DLE\CSV_files_raw_nieuwe_structuur\2014\sap4_783\m06\42783az_dlext_20140610_9824_9903.csv | 80
v5 | Full | 3 | 42783az_dlext_20140611_9904_9950.csv | F:\UPOD\Cell_DLE\CSV_files_raw_nieuwe_structuur\2014\sap4_783\m06 | F:\UPOD\Cell_DLE\CSV_files_raw_nieuwe_structuur\2014\sap4_783\m06\42783az_dlext_20140611_9904_9950.csv | 47
v5 | Full | 3 | 42783az_dlext_20140612_9951_0026.csv | F:\UPOD\Cell_DLE\CSV_files_raw_nieuwe_structuur\2014\sap4_783\m06 | F:\UPOD\Cell_DLE\CSV_files_raw_nieuwe_structuur\2014\sap4_783\m06\42783az_dlext_20140612_9951_0026.csv | 76
v5 | Full | 3 | 42783az_dlext_20140613_0027_0068.csv | F:\UPOD\Cell_DLE\CSV_files_raw_nieuwe_structuur\2014\sap4_783\m06 | F:\UPOD\Cell_DLE\CSV_files_raw_nieuwe_structuur\2014\sap4_783\m06\42783az_dlext_20140613_0027_0068.csv | 42
v5 | Full | 3 | 42783az_dlext_20140616_0069_0136.csv | F:\UPOD\Cell_DLE\CSV_files_raw_nieuwe_structuur\2014\sap4_783\m06 | F:\UPOD\Cell_DLE\CSV_files_raw_nieuwe_structuur\2014\sap4_783\m06\42783az_dlext_20140616_0069_0136.csv | 68
v5 | Full | 3 | 42783az_dlext_20140617_0137_0188.csv | F:\UPOD\Cell_DLE\CSV_files_raw_nieuwe_structuur\2014\sap4_783\m06 | F:\UPOD\Cell_DLE\CSV_files_raw_nieuwe_structuur\2014\sap4_783\m06\42783az_dlext_20140617_0137_0188.csv | 52
v5 | Full | 3 | 42783az_dlext_20140618_0189_0256.csv | F:\UPOD\Cell_DLE\CSV_files_raw_nieuwe_structuur\2014\sap4_783\m06 | F:\UPOD\Cell_DLE\CSV_files_raw_nieuwe_structuur\2014\sap4_783\m06\42783az_dlext_20140618_0189_0256.csv | 68
v5 | Full | 3 | 42783az_dlext_20140619_0257_0317.csv | F:\UPOD\Cell_DLE\CSV_files_raw_nieuwe_structuur\2014\sap4_783\m06 | F:\UPOD\Cell_DLE\CSV_files_raw_nieuwe_structuur\2014\sap4_783\m06\42783az_dlext_20140619_0257_0317.csv | 61
v5 | Full | 3 | 42783az_dlext_20140620_0318_0383.csv | F:\UPOD\Cell_DLE\CSV_files_raw_nieuwe_structuur\2014\sap4_783\m06 | F:\UPOD\Cell_DLE\CSV_files_raw_nieuwe_structuur\2014\sap4_783\m06\42783az_dlext_20140620_0318_0383.csv | 66
v5 | Full | 3 | 42783az_dlext_20140623_0384_0454.csv | F:\UPOD\Cell_DLE\CSV_files_raw_nieuwe_structuur\2014\sap4_783\m06 | F:\UPOD\Cell_DLE\CSV_files_raw_nieuwe_structuur\2014\sap4_783\m06\42783az_dlext_20140623_0384_0454.csv | 71
v5 | Full | 3 | 42783az_dlext_20140624_0455_0516.csv | F:\UPOD\Cell_DLE\CSV_files_raw_nieuwe_structuur\2014\sap4_783\m06 | F:\UPOD\Cell_DLE\CSV_files_raw_nieuwe_structuur\2014\sap4_783\m06\42783az_dlext_20140624_0455_0516.csv | 62
v5 | Full | 3 | 42783az_dlext_20140625_0517_0587.csv | F:\UPOD\Cell_DLE\CSV_files_raw_nieuwe_structuur\2014\sap4_783\m06 | F:\UPOD\Cell_DLE\CSV_files_raw_nieuwe_structuur\2014\sap4_783\m06\42783az_dlext_20140625_0517_0587.csv | 71
v5 | Full | 3 | 42783az_dlext_20140626_0588_0664.csv | F:\UPOD\Cell_DLE\CSV_files_raw_nieuwe_structuur\2014\sap4_783\m06 | F:\UPOD\Cell_DLE\CSV_files_raw_nieuwe_structuur\2014\sap4_783\m06\42783az_dlext_20140626_0588_0664.csv | 77
v5 | Full | 3 | 42783az_dlext_20140627_0665_0722.csv | F:\UPOD\Cell_DLE\CSV_files_raw_nieuwe_structuur\2014\sap4_783\m06 | F:\UPOD\Cell_DLE\CSV_files_raw_nieuwe_structuur\2014\sap4_783\m06\42783az_dlext_20140627_0665_0722.csv | 58
v5 | Full | 3 | 42783az_dlext_20140630_0723_0811.csv | F:\UPOD\Cell_DLE\CSV_files_raw_nieuwe_structuur\2014\sap4_783\m06 | F:\UPOD\Cell_DLE\CSV_files_raw_nieuwe_structuur\2014\sap4_783\m06\42783az_dlext_20140630_0723_0811.csv | 89
v5 | Full | 3 | 42783az_dlext_20140701_0812_0864.csv | F:\UPOD\Cell_DLE\CSV_files_raw_nieuwe_structuur\2014\sap4_783\m07 | F:\UPOD\Cell_DLE\CSV_files_raw_nieuwe_structuur\2014\sap4_783\m07\42783az_dlext_20140701_0812_0864.csv | 53
v5 | Full | 3 | 42783az_dlext_20140702_0865_0921.csv | F:\UPOD\Cell_DLE\CSV_files_raw_nieuwe_structuur\2014\sap4_783\m07 | F:\UPOD\Cell_DLE\CSV_files_raw_nieuwe_structuur\2014\sap4_783\m07\42783az_dlext_20140702_0865_0921.csv | 57
v5 | Full | 3 | 42783az_dlext_20140703_0922_0989.csv | F:\UPOD\Cell_DLE\CSV_files_raw_nieuwe_structuur\2014\sap4_783\m07 | F:\UPOD\Cell_DLE\CSV_files_raw_nieuwe_structuur\2014\sap4_783\m07\42783az_dlext_20140703_0922_0989.csv | 68
v5 | Full | 3 | 42783az_dlext_20140704_0990_1051.csv | F:\UPOD\Cell_DLE\CSV_files_raw_nieuwe_structuur\2014\sap4_783\m07 | F:\UPOD\Cell_DLE\CSV_files_raw_nieuwe_structuur\2014\sap4_783\m07\42783az_dlext_20140704_0990_1051.csv | 62
v5 | Full | 3 | 42783az_dlext_20140707_1052_1118.csv | F:\UPOD\Cell_DLE\CSV_files_raw_nieuwe_structuur\2014\sap4_783\m07 | F:\UPOD\Cell_DLE\CSV_files_raw_nieuwe_structuur\2014\sap4_783\m07\42783az_dlext_20140707_1052_1118.csv | 67
v5 | Full | 3 | 42783az_dlext_20140708_1119_1182.csv | F:\UPOD\Cell_DLE\CSV_files_raw_nieuwe_structuur\2014\sap4_783\m07 | F:\UPOD\Cell_DLE\CSV_files_raw_nieuwe_structuur\2014\sap4_783\m07\42783az_dlext_20140708_1119_1182.csv | 64
v5 | Full | 3 | 42783az_dlext_20140709_1183_1280.csv | F:\UPOD\Cell_DLE\CSV_files_raw_nieuwe_structuur\2014\sap4_783\m07 | F:\UPOD\Cell_DLE\CSV_files_raw_nieuwe_structuur\2014\sap4_783\m07\42783az_dlext_20140709_1183_1280.csv | 98
v5 | Full | 3 | 42783az_dlext_20140710_1281_1363.csv | F:\UPOD\Cell_DLE\CSV_files_raw_nieuwe_structuur\2014\sap4_783\m07 | F:\UPOD\Cell_DLE\CSV_files_raw_nieuwe_structuur\2014\sap4_783\m07\42783az_dlext_20140710_1281_1363.csv | 83
v5 | Full | 3 | 42783az_dlext_20140711_1364_1414.csv | F:\UPOD\Cell_DLE\CSV_files_raw_nieuwe_structuur\2014\sap4_783\m07 | F:\UPOD\Cell_DLE\CSV_files_raw_nieuwe_structuur\2014\sap4_783\m07\42783az_dlext_20140711_1364_1414.csv | 51
v5 | Full | 3 | 42783az_dlext_20140714_1415_1487.csv | F:\UPOD\Cell_DLE\CSV_files_raw_nieuwe_structuur\2014\sap4_783\m07 | F:\UPOD\Cell_DLE\CSV_files_raw_nieuwe_structuur\2014\sap4_783\m07\42783az_dlext_20140714_1415_1487.csv | 73
v5 | Full | 3 | 42783az_dlext_20140715_1488_1555.csv | F:\UPOD\Cell_DLE\CSV_files_raw_nieuwe_structuur\2014\sap4_783\m07 | F:\UPOD\Cell_DLE\CSV_files_raw_nieuwe_structuur\2014\sap4_783\m07\42783az_dlext_20140715_1488_1555.csv | 68
v5 | Full | 3 | 42783az_dlext_20140716_1556_1633.csv | F:\UPOD\Cell_DLE\CSV_files_raw_nieuwe_structuur\2014\sap4_783\m07 | F:\UPOD\Cell_DLE\CSV_files_raw_nieuwe_structuur\2014\sap4_783\m07\42783az_dlext_20140716_1556_1633.csv | 78
v5 | Full | 3 | 42783az_dlext_20140717_1634_1713.csv | F:\UPOD\Cell_DLE\CSV_files_raw_nieuwe_structuur\2014\sap4_783\m07 | F:\UPOD\Cell_DLE\CSV_files_raw_nieuwe_structuur\2014\sap4_783\m07\42783az_dlext_20140717_1634_1713.csv | 80
v5 | Full | 3 | 42783az_dlext_20140718_1714_1746.csv | F:\UPOD\Cell_DLE\CSV_files_raw_nieuwe_structuur\2014\sap4_783\m07 | F:\UPOD\Cell_DLE\CSV_files_raw_nieuwe_structuur\2014\sap4_783\m07\42783az_dlext_20140718_1714_1746.csv | 33
v5 | Full | 3 | 42783az_dlext_20140721_1747_1812.csv | F:\UPOD\Cell_DLE\CSV_files_raw_nieuwe_structuur\2014\sap4_783\m07 | F:\UPOD\Cell_DLE\CSV_files_raw_nieuwe_structuur\2014\sap4_783\m07\42783az_dlext_20140721_1747_1812.csv | 66
v5 | Full | 3 | 42783az_dlext_20140722_1813_1866.csv | F:\UPOD\Cell_DLE\CSV_files_raw_nieuwe_structuur\2014\sap4_783\m07 | F:\UPOD\Cell_DLE\CSV_files_raw_nieuwe_structuur\2014\sap4_783\m07\42783az_dlext_20140722_1813_1866.csv | 54
v5 | Full | 3 | 42783az_dlext_20140723_1867_1940.csv | F:\UPOD\Cell_DLE\CSV_files_raw_nieuwe_structuur\2014\sap4_783\m07 | F:\UPOD\Cell_DLE\CSV_files_raw_nieuwe_structuur\2014\sap4_783\m07\42783az_dlext_20140723_1867_1940.csv | 74
v5 | Full | 3 | 42783az_dlext_20140724_1941_1992.csv | F:\UPOD\Cell_DLE\CSV_files_raw_nieuwe_structuur\2014\sap4_783\m07 | F:\UPOD\Cell_DLE\CSV_files_raw_nieuwe_structuur\2014\sap4_783\m07\42783az_dlext_20140724_1941_1992.csv | 52
v5 | Full | 3 | 42783az_dlext_20140725_1993_2032.csv | F:\UPOD\Cell_DLE\CSV_files_raw_nieuwe_structuur\2014\sap4_783\m07 | F:\UPOD\Cell_DLE\CSV_files_raw_nieuwe_structuur\2014\sap4_783\m07\42783az_dlext_20140725_1993_2032.csv | 40
v5 | Full | 3 | 42783az_dlext_20140728_2033_2116.csv | F:\UPOD\Cell_DLE\CSV_files_raw_nieuwe_structuur\2014\sap4_783\m07 | F:\UPOD\Cell_DLE\CSV_files_raw_nieuwe_structuur\2014\sap4_783\m07\42783az_dlext_20140728_2033_2116.csv | 84
v5 | Full | 3 | 42783az_dlext_20140729_2117_2172.csv | F:\UPOD\Cell_DLE\CSV_files_raw_nieuwe_structuur\2014\sap4_783\m07 | F:\UPOD\Cell_DLE\CSV_files_raw_nieuwe_structuur\2014\sap4_783\m07\42783az_dlext_20140729_2117_2172.csv | 56
v5 | Full | 3 | 42783az_dlext_20140730_2173_2251.csv | F:\UPOD\Cell_DLE\CSV_files_raw_nieuwe_structuur\2014\sap4_783\m07 | F:\UPOD\Cell_DLE\CSV_files_raw_nieuwe_structuur\2014\sap4_783\m07\42783az_dlext_20140730_2173_2251.csv | 79
v5 | Full | 3 | 42783az_dlext_20140731_2252_2331.csv | F:\UPOD\Cell_DLE\CSV_files_raw_nieuwe_structuur\2014\sap4_783\m07 | F:\UPOD\Cell_DLE\CSV_files_raw_nieuwe_structuur\2014\sap4_783\m07\42783az_dlext_20140731_2252_2331.csv | 80
v5 | Full | 3 | 42783az_dlext_20140801_2332_2382.csv | F:\UPOD\Cell_DLE\CSV_files_raw_nieuwe_structuur\2014\sap4_783\m08 | F:\UPOD\Cell_DLE\CSV_files_raw_nieuwe_structuur\2014\sap4_783\m08\42783az_dlext_20140801_2332_2382.csv | 51
v5 | Full | 3 | 42783az_dlext_20140804_2383_2466.csv | F:\UPOD\Cell_DLE\CSV_files_raw_nieuwe_structuur\2014\sap4_783\m08 | F:\UPOD\Cell_DLE\CSV_files_raw_nieuwe_structuur\2014\sap4_783\m08\42783az_dlext_20140804_2383_2466.csv | 84
v5 | Full | 3 | 42783az_dlext_20140805_2467_2540.csv | F:\UPOD\Cell_DLE\CSV_files_raw_nieuwe_structuur\2014\sap4_783\m08 | F:\UPOD\Cell_DLE\CSV_files_raw_nieuwe_structuur\2014\sap4_783\m08\42783az_dlext_20140805_2467_2540.csv | 74
v5 | Full | 3 | 42783az_dlext_20140806_2541_2596.csv | F:\UPOD\Cell_DLE\CSV_files_raw_nieuwe_structuur\2014\sap4_783\m08 | F:\UPOD\Cell_DLE\CSV_files_raw_nieuwe_structuur\2014\sap4_783\m08\42783az_dlext_20140806_2541_2596.csv | 56
v5 | Full | 3 | 42783az_dlext_20140807_2597_2631.csv | F:\UPOD\Cell_DLE\CSV_files_raw_nieuwe_structuur\2014\sap4_783\m08 | F:\UPOD\Cell_DLE\CSV_files_raw_nieuwe_structuur\2014\sap4_783\m08\42783az_dlext_20140807_2597_2631.csv | 35
v5 | Full | 3 | 42783az_dlext_20140808_2632_2690.csv | F:\UPOD\Cell_DLE\CSV_files_raw_nieuwe_structuur\2014\sap4_783\m08 | F:\UPOD\Cell_DLE\CSV_files_raw_nieuwe_structuur\2014\sap4_783\m08\42783az_dlext_20140808_2632_2690.csv | 59
v5 | Full | 3 | 42783az_dlext_20140811_2691_2768.csv | F:\UPOD\Cell_DLE\CSV_files_raw_nieuwe_structuur\2014\sap4_783\m08 | F:\UPOD\Cell_DLE\CSV_files_raw_nieuwe_structuur\2014\sap4_783\m08\42783az_dlext_20140811_2691_2768.csv | 78
v5 | Full | 3 | 42783az_dlext_20140812_2769_2835.csv | F:\UPOD\Cell_DLE\CSV_files_raw_nieuwe_structuur\2014\sap4_783\m08 | F:\UPOD\Cell_DLE\CSV_files_raw_nieuwe_structuur\2014\sap4_783\m08\42783az_dlext_20140812_2769_2835.csv | 67
v5 | Full | 3 | 42783az_dlext_20140813_2836_2905.csv | F:\UPOD\Cell_DLE\CSV_files_raw_nieuwe_structuur\2014\sap4_783\m08 | F:\UPOD\Cell_DLE\CSV_files_raw_nieuwe_structuur\2014\sap4_783\m08\42783az_dlext_20140813_2836_2905.csv | 70
v5 | Full | 3 | 42783az_dlext_20140814_2906_2950.csv | F:\UPOD\Cell_DLE\CSV_files_raw_nieuwe_structuur\2014\sap4_783\m08 | F:\UPOD\Cell_DLE\CSV_files_raw_nieuwe_structuur\2014\sap4_783\m08\42783az_dlext_20140814_2906_2950.csv | 45
v5 | Full | 3 | 42783az_dlext_20140815_2951_3003.csv | F:\UPOD\Cell_DLE\CSV_files_raw_nieuwe_structuur\2014\sap4_783\m08 | F:\UPOD\Cell_DLE\CSV_files_raw_nieuwe_structuur\2014\sap4_783\m08\42783az_dlext_20140815_2951_3003.csv | 53
v5 | Full | 3 | 42783az_dlext_20140818_3004_3065.csv | F:\UPOD\Cell_DLE\CSV_files_raw_nieuwe_structuur\2014\sap4_783\m08 | F:\UPOD\Cell_DLE\CSV_files_raw_nieuwe_structuur\2014\sap4_783\m08\42783az_dlext_20140818_3004_3065.csv | 62
v5 | Full | 3 | 42783az_dlext_20140819_3066_3137.csv | F:\UPOD\Cell_DLE\CSV_files_raw_nieuwe_structuur\2014\sap4_783\m08 | F:\UPOD\Cell_DLE\CSV_files_raw_nieuwe_structuur\2014\sap4_783\m08\42783az_dlext_20140819_3066_3137.csv | 72
v5 | Full | 3 | 42783az_dlext_20140820_3138_3196.csv | F:\UPOD\Cell_DLE\CSV_files_raw_nieuwe_structuur\2014\sap4_783\m08 | F:\UPOD\Cell_DLE\CSV_files_raw_nieuwe_structuur\2014\sap4_783\m08\42783az_dlext_20140820_3138_3196.csv | 59
v5 | Full | 3 | 42783az_dlext_20140821_3197_3264.csv | F:\UPOD\Cell_DLE\CSV_files_raw_nieuwe_structuur\2014\sap4_783\m08 | F:\UPOD\Cell_DLE\CSV_files_raw_nieuwe_structuur\2014\sap4_783\m08\42783az_dlext_20140821_3197_3264.csv | 68
v5 | Full | 3 | 42783az_dlext_20140822_3265_3329.csv | F:\UPOD\Cell_DLE\CSV_files_raw_nieuwe_structuur\2014\sap4_783\m08 | F:\UPOD\Cell_DLE\CSV_files_raw_nieuwe_structuur\2014\sap4_783\m08\42783az_dlext_20140822_3265_3329.csv | 65
v5 | Full | 3 | 42783az_dlext_20140825_3330_3395.csv | F:\UPOD\Cell_DLE\CSV_files_raw_nieuwe_structuur\2014\sap4_783\m08 | F:\UPOD\Cell_DLE\CSV_files_raw_nieuwe_structuur\2014\sap4_783\m08\42783az_dlext_20140825_3330_3395.csv | 66
v5 | Full | 3 | 42783az_dlext_20140826_3396_3458.csv | F:\UPOD\Cell_DLE\CSV_files_raw_nieuwe_structuur\2014\sap4_783\m08 | F:\UPOD\Cell_DLE\CSV_files_raw_nieuwe_structuur\2014\sap4_783\m08\42783az_dlext_20140826_3396_3458.csv | 63
v5 | Full | 3 | 42783az_dlext_20140827_3459_3501.csv | F:\UPOD\Cell_DLE\CSV_files_raw_nieuwe_structuur\2014\sap4_783\m08 | F:\UPOD\Cell_DLE\CSV_files_raw_nieuwe_structuur\2014\sap4_783\m08\42783az_dlext_20140827_3459_3501.csv | 43
v5 | Full | 3 | 42783az_dlext_20140828_3502_3579.csv | F:\UPOD\Cell_DLE\CSV_files_raw_nieuwe_structuur\2014\sap4_783\m08 | F:\UPOD\Cell_DLE\CSV_files_raw_nieuwe_structuur\2014\sap4_783\m08\42783az_dlext_20140828_3502_3579.csv | 78
v5 | Full | 3 | 42783az_dlext_20140829_3580_3645.csv | F:\UPOD\Cell_DLE\CSV_files_raw_nieuwe_structuur\2014\sap4_783\m08 | F:\UPOD\Cell_DLE\CSV_files_raw_nieuwe_structuur\2014\sap4_783\m08\42783az_dlext_20140829_3580_3645.csv | 66
v5 | Full | 3 | 42783az_dlext_20140901_3646_3725.csv | F:\UPOD\Cell_DLE\CSV_files_raw_nieuwe_structuur\2014\sap4_783\m09 | F:\UPOD\Cell_DLE\CSV_files_raw_nieuwe_structuur\2014\sap4_783\m09\42783az_dlext_20140901_3646_3725.csv | 80
v5 | Full | 3 | 42783az_dlext_20140902_3726_3827.csv | F:\UPOD\Cell_DLE\CSV_files_raw_nieuwe_structuur\2014\sap4_783\m09 | F:\UPOD\Cell_DLE\CSV_files_raw_nieuwe_structuur\2014\sap4_783\m09\42783az_dlext_20140902_3726_3827.csv | 102
v5 | Full | 3 | 42783az_dlext_20140903_3828_3887.csv | F:\UPOD\Cell_DLE\CSV_files_raw_nieuwe_structuur\2014\sap4_783\m09 | F:\UPOD\Cell_DLE\CSV_files_raw_nieuwe_structuur\2014\sap4_783\m09\42783az_dlext_20140903_3828_3887.csv | 60
v5 | Full | 3 | 42783az_dlext_20140904_3888_3971.csv | F:\UPOD\Cell_DLE\CSV_files_raw_nieuwe_structuur\2014\sap4_783\m09 | F:\UPOD\Cell_DLE\CSV_files_raw_nieuwe_structuur\2014\sap4_783\m09\42783az_dlext_20140904_3888_3971.csv | 84
v5 | Full | 3 | 42783az_dlext_20140905_3972_4033.csv | F:\UPOD\Cell_DLE\CSV_files_raw_nieuwe_structuur\2014\sap4_783\m09 | F:\UPOD\Cell_DLE\CSV_files_raw_nieuwe_structuur\2014\sap4_783\m09\42783az_dlext_20140905_3972_4033.csv | 62
v5 | Full | 3 | 42783az_dlext_20140908_4034_4095.csv | F:\UPOD\Cell_DLE\CSV_files_raw_nieuwe_structuur\2014\sap4_783\m09 | F:\UPOD\Cell_DLE\CSV_files_raw_nieuwe_structuur\2014\sap4_783\m09\42783az_dlext_20140908_4034_4095.csv | 62
v5 | Full | 3 | 42783az_dlext_20140909_4096_4159.csv | F:\UPOD\Cell_DLE\CSV_files_raw_nieuwe_structuur\2014\sap4_783\m09 | F:\UPOD\Cell_DLE\CSV_files_raw_nieuwe_structuur\2014\sap4_783\m09\42783az_dlext_20140909_4096_4159.csv | 64
v5 | Full | 3 | 42783az_dlext_20140910_4160_4233.csv | F:\UPOD\Cell_DLE\CSV_files_raw_nieuwe_structuur\2014\sap4_783\m09 | F:\UPOD\Cell_DLE\CSV_files_raw_nieuwe_structuur\2014\sap4_783\m09\42783az_dlext_20140910_4160_4233.csv | 74
v5 | Full | 3 | 42783az_dlext_20140911_4234_4315.csv | F:\UPOD\Cell_DLE\CSV_files_raw_nieuwe_structuur\2014\sap4_783\m09 | F:\UPOD\Cell_DLE\CSV_files_raw_nieuwe_structuur\2014\sap4_783\m09\42783az_dlext_20140911_4234_4315.csv | 82
v5 | Full | 3 | 42783az_dlext_20140912_4316_4359.csv | F:\UPOD\Cell_DLE\CSV_files_raw_nieuwe_structuur\2014\sap4_783\m09 | F:\UPOD\Cell_DLE\CSV_files_raw_nieuwe_structuur\2014\sap4_783\m09\42783az_dlext_20140912_4316_4359.csv | 44
v5 | Full | 3 | 42783az_dlext_20140915_4360_4474.csv | F:\UPOD\Cell_DLE\CSV_files_raw_nieuwe_structuur\2014\sap4_783\m09 | F:\UPOD\Cell_DLE\CSV_files_raw_nieuwe_structuur\2014\sap4_783\m09\42783az_dlext_20140915_4360_4474.csv | 115
v5 | Full | 3 | 42783az_dlext_20140916_4475_4540.csv | F:\UPOD\Cell_DLE\CSV_files_raw_nieuwe_structuur\2014\sap4_783\m09 | F:\UPOD\Cell_DLE\CSV_files_raw_nieuwe_structuur\2014\sap4_783\m09\42783az_dlext_20140916_4475_4540.csv | 66
v5 | Full | 3 | 42783az_dlext_20140917_4541_4604.csv | F:\UPOD\Cell_DLE\CSV_files_raw_nieuwe_structuur\2014\sap4_783\m09 | F:\UPOD\Cell_DLE\CSV_files_raw_nieuwe_structuur\2014\sap4_783\m09\42783az_dlext_20140917_4541_4604.csv | 64
v5 | Full | 3 | 42783az_dlext_20140918_4605_4682.csv | F:\UPOD\Cell_DLE\CSV_files_raw_nieuwe_structuur\2014\sap4_783\m09 | F:\UPOD\Cell_DLE\CSV_files_raw_nieuwe_structuur\2014\sap4_783\m09\42783az_dlext_20140918_4605_4682.csv | 78
v5 | Full | 3 | 42783az_dlext_20140919_4683_4738.csv | F:\UPOD\Cell_DLE\CSV_files_raw_nieuwe_structuur\2014\sap4_783\m09 | F:\UPOD\Cell_DLE\CSV_files_raw_nieuwe_structuur\2014\sap4_783\m09\42783az_dlext_20140919_4683_4738.csv | 56
v5 | Full | 3 | 42783az_dlext_20140922_4739_4813.csv | F:\UPOD\Cell_DLE\CSV_files_raw_nieuwe_structuur\2014\sap4_783\m09 | F:\UPOD\Cell_DLE\CSV_files_raw_nieuwe_structuur\2014\sap4_783\m09\42783az_dlext_20140922_4739_4813.csv | 75
v5 | Full | 3 | 42783az_dlext_20140923_4814_4873.csv | F:\UPOD\Cell_DLE\CSV_files_raw_nieuwe_structuur\2014\sap4_783\m09 | F:\UPOD\Cell_DLE\CSV_files_raw_nieuwe_structuur\2014\sap4_783\m09\42783az_dlext_20140923_4814_4873.csv | 60
v5 | Full | 3 | 42783az_dlext_20140924_4874_4972.csv | F:\UPOD\Cell_DLE\CSV_files_raw_nieuwe_structuur\2014\sap4_783\m09 | F:\UPOD\Cell_DLE\CSV_files_raw_nieuwe_structuur\2014\sap4_783\m09\42783az_dlext_20140924_4874_4972.csv | 99
v5 | Full | 3 | 42783az_dlext_20140926_4973_5090.csv | F:\UPOD\Cell_DLE\CSV_files_raw_nieuwe_structuur\2014\sap4_783\m09 | F:\UPOD\Cell_DLE\CSV_files_raw_nieuwe_structuur\2014\sap4_783\m09\42783az_dlext_20140926_4973_5090.csv | 118
v5 | Full | 3 | 42783az_dlext_20140929_5091_5159.csv | F:\UPOD\Cell_DLE\CSV_files_raw_nieuwe_structuur\2014\sap4_783\m09 | F:\UPOD\Cell_DLE\CSV_files_raw_nieuwe_structuur\2014\sap4_783\m09\42783az_dlext_20140929_5091_5159.csv | 69
v5 | Full | 3 | 42783az_dlext_20140930_5160_5222.csv | F:\UPOD\Cell_DLE\CSV_files_raw_nieuwe_structuur\2014\sap4_783\m09 | F:\UPOD\Cell_DLE\CSV_files_raw_nieuwe_structuur\2014\sap4_783\m09\42783az_dlext_20140930_5160_5222.csv | 63
v5 | Full | 3 | 42783az_dlext_20141001_5223_5284.csv | F:\UPOD\Cell_DLE\CSV_files_raw_nieuwe_structuur\2014\sap4_783\m10 | F:\UPOD\Cell_DLE\CSV_files_raw_nieuwe_structuur\2014\sap4_783\m10\42783az_dlext_20141001_5223_5284.csv | 62
v5 | Full | 3 | 42783az_dlext_20141002_5285_5333.csv | F:\UPOD\Cell_DLE\CSV_files_raw_nieuwe_structuur\2014\sap4_783\m10 | F:\UPOD\Cell_DLE\CSV_files_raw_nieuwe_structuur\2014\sap4_783\m10\42783az_dlext_20141002_5285_5333.csv | 49
v5 | Full | 3 | 42783az_dlext_20141003_5334_5398.csv | F:\UPOD\Cell_DLE\CSV_files_raw_nieuwe_structuur\2014\sap4_783\m10 | F:\UPOD\Cell_DLE\CSV_files_raw_nieuwe_structuur\2014\sap4_783\m10\42783az_dlext_20141003_5334_5398.csv | 65
v5 | Full | 3 | 42783az_dlext_20141006_5399_5468.csv | F:\UPOD\Cell_DLE\CSV_files_raw_nieuwe_structuur\2014\sap4_783\m10 | F:\UPOD\Cell_DLE\CSV_files_raw_nieuwe_structuur\2014\sap4_783\m10\42783az_dlext_20141006_5399_5468.csv | 70
v5 | Full | 3 | 42783az_dlext_20141007_5469_5569.csv | F:\UPOD\Cell_DLE\CSV_files_raw_nieuwe_structuur\2014\sap4_783\m10 | F:\UPOD\Cell_DLE\CSV_files_raw_nieuwe_structuur\2014\sap4_783\m10\42783az_dlext_20141007_5469_5569.csv | 101
v5 | Full | 3 | 42783az_dlext_20141008_5570_5632.csv | F:\UPOD\Cell_DLE\CSV_files_raw_nieuwe_structuur\2014\sap4_783\m10 | F:\UPOD\Cell_DLE\CSV_files_raw_nieuwe_structuur\2014\sap4_783\m10\42783az_dlext_20141008_5570_5632.csv | 63
v5 | Full | 3 | 42783az_dlext_20141009_5633_5698.csv | F:\UPOD\Cell_DLE\CSV_files_raw_nieuwe_structuur\2014\sap4_783\m10 | F:\UPOD\Cell_DLE\CSV_files_raw_nieuwe_structuur\2014\sap4_783\m10\42783az_dlext_20141009_5633_5698.csv | 66
v5 | Full | 3 | 42783az_dlext_20141010_5699_5753.csv | F:\UPOD\Cell_DLE\CSV_files_raw_nieuwe_structuur\2014\sap4_783\m10 | F:\UPOD\Cell_DLE\CSV_files_raw_nieuwe_structuur\2014\sap4_783\m10\42783az_dlext_20141010_5699_5753.csv | 55
v5 | Full | 3 | 42783az_dlext_20141013_5754_5826.csv | F:\UPOD\Cell_DLE\CSV_files_raw_nieuwe_structuur\2014\sap4_783\m10 | F:\UPOD\Cell_DLE\CSV_files_raw_nieuwe_structuur\2014\sap4_783\m10\42783az_dlext_20141013_5754_5826.csv | 73
v5 | Full | 3 | 42783az_dlext_20141014_5827_5911.csv | F:\UPOD\Cell_DLE\CSV_files_raw_nieuwe_structuur\2014\sap4_783\m10 | F:\UPOD\Cell_DLE\CSV_files_raw_nieuwe_structuur\2014\sap4_783\m10\42783az_dlext_20141014_5827_5911.csv | 85
v5 | Full | 3 | 42783az_dlext_20141015_5912_5969.csv | F:\UPOD\Cell_DLE\CSV_files_raw_nieuwe_structuur\2014\sap4_783\m10 | F:\UPOD\Cell_DLE\CSV_files_raw_nieuwe_structuur\2014\sap4_783\m10\42783az_dlext_20141015_5912_5969.csv | 58
v5 | Full | 3 | 42783az_dlext_20141016_5970_6055.csv | F:\UPOD\Cell_DLE\CSV_files_raw_nieuwe_structuur\2014\sap4_783\m10 | F:\UPOD\Cell_DLE\CSV_files_raw_nieuwe_structuur\2014\sap4_783\m10\42783az_dlext_20141016_5970_6055.csv | 86
v5 | Full | 3 | 42783az_dlext_20141017_6056_6115.csv | F:\UPOD\Cell_DLE\CSV_files_raw_nieuwe_structuur\2014\sap4_783\m10 | F:\UPOD\Cell_DLE\CSV_files_raw_nieuwe_structuur\2014\sap4_783\m10\42783az_dlext_20141017_6056_6115.csv | 60
v5 | Full | 3 | 42783az_dlext_20141020_6116_6177.csv | F:\UPOD\Cell_DLE\CSV_files_raw_nieuwe_structuur\2014\sap4_783\m10 | F:\UPOD\Cell_DLE\CSV_files_raw_nieuwe_structuur\2014\sap4_783\m10\42783az_dlext_20141020_6116_6177.csv | 62
v5 | Full | 3 | 42783az_dlext_20141021_6178_6292.csv | F:\UPOD\Cell_DLE\CSV_files_raw_nieuwe_structuur\2014\sap4_783\m10 | F:\UPOD\Cell_DLE\CSV_files_raw_nieuwe_structuur\2014\sap4_783\m10\42783az_dlext_20141021_6178_6292.csv | 115
v5 | Full | 3 | 42783az_dlext_20141022_6293_6347.csv | F:\UPOD\Cell_DLE\CSV_files_raw_nieuwe_structuur\2014\sap4_783\m10 | F:\UPOD\Cell_DLE\CSV_files_raw_nieuwe_structuur\2014\sap4_783\m10\42783az_dlext_20141022_6293_6347.csv | 55
v5 | Full | 3 | 42783az_dlext_20141023_6348_6397.csv | F:\UPOD\Cell_DLE\CSV_files_raw_nieuwe_structuur\2014\sap4_783\m10 | F:\UPOD\Cell_DLE\CSV_files_raw_nieuwe_structuur\2014\sap4_783\m10\42783az_dlext_20141023_6348_6397.csv | 50
v5 | Full | 3 | 42783az_dlext_20141024_6398_6464.csv | F:\UPOD\Cell_DLE\CSV_files_raw_nieuwe_structuur\2014\sap4_783\m10 | F:\UPOD\Cell_DLE\CSV_files_raw_nieuwe_structuur\2014\sap4_783\m10\42783az_dlext_20141024_6398_6464.csv | 67
v5 | Full | 3 | 42783az_dlext_20141027_6465_6541.csv | F:\UPOD\Cell_DLE\CSV_files_raw_nieuwe_structuur\2014\sap4_783\m10 | F:\UPOD\Cell_DLE\CSV_files_raw_nieuwe_structuur\2014\sap4_783\m10\42783az_dlext_20141027_6465_6541.csv | 77
v5 | Full | 3 | 42783az_dlext_20141028_6542_6613.csv | F:\UPOD\Cell_DLE\CSV_files_raw_nieuwe_structuur\2014\sap4_783\m10 | F:\UPOD\Cell_DLE\CSV_files_raw_nieuwe_structuur\2014\sap4_783\m10\42783az_dlext_20141028_6542_6613.csv | 72
v5 | Full | 3 | 42783az_dlext_20141029_6614_6673.csv | F:\UPOD\Cell_DLE\CSV_files_raw_nieuwe_structuur\2014\sap4_783\m10 | F:\UPOD\Cell_DLE\CSV_files_raw_nieuwe_structuur\2014\sap4_783\m10\42783az_dlext_20141029_6614_6673.csv | 60
v5 | Full | 3 | 42783az_dlext_20141030_6674_6751.csv | F:\UPOD\Cell_DLE\CSV_files_raw_nieuwe_structuur\2014\sap4_783\m10 | F:\UPOD\Cell_DLE\CSV_files_raw_nieuwe_structuur\2014\sap4_783\m10\42783az_dlext_20141030_6674_6751.csv | 78
v5 | Full | 3 | 42783az_dlext_20141031_6752_6816.csv | F:\UPOD\Cell_DLE\CSV_files_raw_nieuwe_structuur\2014\sap4_783\m10 | F:\UPOD\Cell_DLE\CSV_files_raw_nieuwe_structuur\2014\sap4_783\m10\42783az_dlext_20141031_6752_6816.csv | 65
v5 | Full | 3 | 42783az_dlext_20141103_6817_6893.csv | F:\UPOD\Cell_DLE\CSV_files_raw_nieuwe_structuur\2014\sap4_783\m11 | F:\UPOD\Cell_DLE\CSV_files_raw_nieuwe_structuur\2014\sap4_783\m11\42783az_dlext_20141103_6817_6893.csv | 77
v5 | Full | 3 | 42783az_dlext_20141104_6894_6973.csv | F:\UPOD\Cell_DLE\CSV_files_raw_nieuwe_structuur\2014\sap4_783\m11 | F:\UPOD\Cell_DLE\CSV_files_raw_nieuwe_structuur\2014\sap4_783\m11\42783az_dlext_20141104_6894_6973.csv | 80
v5 | Full | 3 | 42783az_dlext_20141105_6974_7040.csv | F:\UPOD\Cell_DLE\CSV_files_raw_nieuwe_structuur\2014\sap4_783\m11 | F:\UPOD\Cell_DLE\CSV_files_raw_nieuwe_structuur\2014\sap4_783\m11\42783az_dlext_20141105_6974_7040.csv | 67
v5 | Full | 3 | 42783az_dlext_20141106_7041_7107.csv | F:\UPOD\Cell_DLE\CSV_files_raw_nieuwe_structuur\2014\sap4_783\m11 | F:\UPOD\Cell_DLE\CSV_files_raw_nieuwe_structuur\2014\sap4_783\m11\42783az_dlext_20141106_7041_7107.csv | 67
v5 | Full | 3 | 42783az_dlext_20141107_7108_7168.csv | F:\UPOD\Cell_DLE\CSV_files_raw_nieuwe_structuur\2014\sap4_783\m11 | F:\UPOD\Cell_DLE\CSV_files_raw_nieuwe_structuur\2014\sap4_783\m11\42783az_dlext_20141107_7108_7168.csv | 61
v5 | Full | 3 | 42783az_dlext_20141110_7169_7264.csv | F:\UPOD\Cell_DLE\CSV_files_raw_nieuwe_structuur\2014\sap4_783\m11 | F:\UPOD\Cell_DLE\CSV_files_raw_nieuwe_structuur\2014\sap4_783\m11\42783az_dlext_20141110_7169_7264.csv | 96
v5 | Full | 3 | 42783az_dlext_20141111_7265_7344.csv | F:\UPOD\Cell_DLE\CSV_files_raw_nieuwe_structuur\2014\sap4_783\m11 | F:\UPOD\Cell_DLE\CSV_files_raw_nieuwe_structuur\2014\sap4_783\m11\42783az_dlext_20141111_7265_7344.csv | 80
v5 | Full | 3 | 42783az_dlext_20141112_7345_7414.csv | F:\UPOD\Cell_DLE\CSV_files_raw_nieuwe_structuur\2014\sap4_783\m11 | F:\UPOD\Cell_DLE\CSV_files_raw_nieuwe_structuur\2014\sap4_783\m11\42783az_dlext_20141112_7345_7414.csv | 70
v5 | Full | 3 | 42783az_dlext_20141113_7415_7490.csv | F:\UPOD\Cell_DLE\CSV_files_raw_nieuwe_structuur\2014\sap4_783\m11 | F:\UPOD\Cell_DLE\CSV_files_raw_nieuwe_structuur\2014\sap4_783\m11\42783az_dlext_20141113_7415_7490.csv | 76
v5 | Full | 3 | 42783az_dlext_20141114_7491_7572.csv | F:\UPOD\Cell_DLE\CSV_files_raw_nieuwe_structuur\2014\sap4_783\m11 | F:\UPOD\Cell_DLE\CSV_files_raw_nieuwe_structuur\2014\sap4_783\m11\42783az_dlext_20141114_7491_7572.csv | 82
v5 | Full | 3 | 42783az_dlext_20141117_7573_7640.csv | F:\UPOD\Cell_DLE\CSV_files_raw_nieuwe_structuur\2014\sap4_783\m11 | F:\UPOD\Cell_DLE\CSV_files_raw_nieuwe_structuur\2014\sap4_783\m11\42783az_dlext_20141117_7573_7640.csv | 68
v5 | Full | 3 | 42783az_dlext_20141118_7641_7716.csv | F:\UPOD\Cell_DLE\CSV_files_raw_nieuwe_structuur\2014\sap4_783\m11 | F:\UPOD\Cell_DLE\CSV_files_raw_nieuwe_structuur\2014\sap4_783\m11\42783az_dlext_20141118_7641_7716.csv | 76
v5 | Full | 3 | 42783az_dlext_20141119_7717_7784.csv | F:\UPOD\Cell_DLE\CSV_files_raw_nieuwe_structuur\2014\sap4_783\m11 | F:\UPOD\Cell_DLE\CSV_files_raw_nieuwe_structuur\2014\sap4_783\m11\42783az_dlext_20141119_7717_7784.csv | 68
v5 | Full | 3 | 42783az_dlext_20141120_7785_7861.csv | F:\UPOD\Cell_DLE\CSV_files_raw_nieuwe_structuur\2014\sap4_783\m11 | F:\UPOD\Cell_DLE\CSV_files_raw_nieuwe_structuur\2014\sap4_783\m11\42783az_dlext_20141120_7785_7861.csv | 77
v5 | Full | 3 | 42783az_dlext_20141121_7862_8002.csv | F:\UPOD\Cell_DLE\CSV_files_raw_nieuwe_structuur\2014\sap4_783\m11 | F:\UPOD\Cell_DLE\CSV_files_raw_nieuwe_structuur\2014\sap4_783\m11\42783az_dlext_20141121_7862_8002.csv | 141
v5 | Full | 3 | 42783az_dlext_20141124_8003_8084.csv | F:\UPOD\Cell_DLE\CSV_files_raw_nieuwe_structuur\2014\sap4_783\m11 | F:\UPOD\Cell_DLE\CSV_files_raw_nieuwe_structuur\2014\sap4_783\m11\42783az_dlext_20141124_8003_8084.csv | 82
v5 | Full | 3 | 42783az_dlext_20141125_8085_8158.csv | F:\UPOD\Cell_DLE\CSV_files_raw_nieuwe_structuur\2014\sap4_783\m11 | F:\UPOD\Cell_DLE\CSV_files_raw_nieuwe_structuur\2014\sap4_783\m11\42783az_dlext_20141125_8085_8158.csv | 74
v5 | Full | 3 | 42783az_dlext_20141126_8159_8226.csv | F:\UPOD\Cell_DLE\CSV_files_raw_nieuwe_structuur\2014\sap4_783\m11 | F:\UPOD\Cell_DLE\CSV_files_raw_nieuwe_structuur\2014\sap4_783\m11\42783az_dlext_20141126_8159_8226.csv | 68
v5 | Full | 3 | 42783az_dlext_20141127_8227_8303.csv | F:\UPOD\Cell_DLE\CSV_files_raw_nieuwe_structuur\2014\sap4_783\m11 | F:\UPOD\Cell_DLE\CSV_files_raw_nieuwe_structuur\2014\sap4_783\m11\42783az_dlext_20141127_8227_8303.csv | 77
v5 | Full | 3 | 42783az_dlext_20141128_8304_8380.csv | F:\UPOD\Cell_DLE\CSV_files_raw_nieuwe_structuur\2014\sap4_783\m11 | F:\UPOD\Cell_DLE\CSV_files_raw_nieuwe_structuur\2014\sap4_783\m11\42783az_dlext_20141128_8304_8380.csv | 77
v5 | Full | 3 | 42783az_dlext_20141201_8381_8446.csv | F:\UPOD\Cell_DLE\CSV_files_raw_nieuwe_structuur\2014\sap4_783\m12 | F:\UPOD\Cell_DLE\CSV_files_raw_nieuwe_structuur\2014\sap4_783\m12\42783az_dlext_20141201_8381_8446.csv | 66
v5 | Full | 3 | 42783az_dlext_20141202_8447_8531.csv | F:\UPOD\Cell_DLE\CSV_files_raw_nieuwe_structuur\2014\sap4_783\m12 | F:\UPOD\Cell_DLE\CSV_files_raw_nieuwe_structuur\2014\sap4_783\m12\42783az_dlext_20141202_8447_8531.csv | 85
v5 | Full | 3 | 42783az_dlext_20141203_8532_8600.csv | F:\UPOD\Cell_DLE\CSV_files_raw_nieuwe_structuur\2014\sap4_783\m12 | F:\UPOD\Cell_DLE\CSV_files_raw_nieuwe_structuur\2014\sap4_783\m12\42783az_dlext_20141203_8532_8600.csv | 69
v5 | Full | 3 | 42783az_dlext_20141204_8601_8647.csv | F:\UPOD\Cell_DLE\CSV_files_raw_nieuwe_structuur\2014\sap4_783\m12 | F:\UPOD\Cell_DLE\CSV_files_raw_nieuwe_structuur\2014\sap4_783\m12\42783az_dlext_20141204_8601_8647.csv | 47
v5 | Full | 3 | 42783az_dlext_20141205_8648_8716.csv | F:\UPOD\Cell_DLE\CSV_files_raw_nieuwe_structuur\2014\sap4_783\m12 | F:\UPOD\Cell_DLE\CSV_files_raw_nieuwe_structuur\2014\sap4_783\m12\42783az_dlext_20141205_8648_8716.csv | 69
v5 | Full | 3 | 42783az_dlext_20141208_8717_8772.csv | F:\UPOD\Cell_DLE\CSV_files_raw_nieuwe_structuur\2014\sap4_783\m12 | F:\UPOD\Cell_DLE\CSV_files_raw_nieuwe_structuur\2014\sap4_783\m12\42783az_dlext_20141208_8717_8772.csv | 56
v5 | Full | 3 | 42783az_dlext_20141209_8773_8839.csv | F:\UPOD\Cell_DLE\CSV_files_raw_nieuwe_structuur\2014\sap4_783\m12 | F:\UPOD\Cell_DLE\CSV_files_raw_nieuwe_structuur\2014\sap4_783\m12\42783az_dlext_20141209_8773_8839.csv | 67
v5 | Full | 3 | 42783az_dlext_20141210_8840_8899.csv | F:\UPOD\Cell_DLE\CSV_files_raw_nieuwe_structuur\2014\sap4_783\m12 | F:\UPOD\Cell_DLE\CSV_files_raw_nieuwe_structuur\2014\sap4_783\m12\42783az_dlext_20141210_8840_8899.csv | 60
v5 | Full | 3 | 42783az_dlext_20141211_8900_8964.csv | F:\UPOD\Cell_DLE\CSV_files_raw_nieuwe_structuur\2014\sap4_783\m12 | F:\UPOD\Cell_DLE\CSV_files_raw_nieuwe_structuur\2014\sap4_783\m12\42783az_dlext_20141211_8900_8964.csv | 65
v5 | Full | 3 | 42783az_dlext_20141212_8965_9013.csv | F:\UPOD\Cell_DLE\CSV_files_raw_nieuwe_structuur\2014\sap4_783\m12 | F:\UPOD\Cell_DLE\CSV_files_raw_nieuwe_structuur\2014\sap4_783\m12\42783az_dlext_20141212_8965_9013.csv | 49
v5 | Full | 3 | 42783az_dlext_20141215_9014_9089.csv | F:\UPOD\Cell_DLE\CSV_files_raw_nieuwe_structuur\2014\sap4_783\m12 | F:\UPOD\Cell_DLE\CSV_files_raw_nieuwe_structuur\2014\sap4_783\m12\42783az_dlext_20141215_9014_9089.csv | 76
v5 | Full | 3 | 42783az_dlext_20141216_9090_9163.csv | F:\UPOD\Cell_DLE\CSV_files_raw_nieuwe_structuur\2014\sap4_783\m12 | F:\UPOD\Cell_DLE\CSV_files_raw_nieuwe_structuur\2014\sap4_783\m12\42783az_dlext_20141216_9090_9163.csv | 74
v5 | Full | 3 | 42783az_dlext_20141217_9164_9240.csv | F:\UPOD\Cell_DLE\CSV_files_raw_nieuwe_structuur\2014\sap4_783\m12 | F:\UPOD\Cell_DLE\CSV_files_raw_nieuwe_structuur\2014\sap4_783\m12\42783az_dlext_20141217_9164_9240.csv | 77
v5 | Full | 3 | 42783az_dlext_20141218_9241_9320.csv | F:\UPOD\Cell_DLE\CSV_files_raw_nieuwe_structuur\2014\sap4_783\m12 | F:\UPOD\Cell_DLE\CSV_files_raw_nieuwe_structuur\2014\sap4_783\m12\42783az_dlext_20141218_9241_9320.csv | 80
v5 | Full | 3 | 42783az_dlext_20141219_9321_9399.csv | F:\UPOD\Cell_DLE\CSV_files_raw_nieuwe_structuur\2014\sap4_783\m12 | F:\UPOD\Cell_DLE\CSV_files_raw_nieuwe_structuur\2014\sap4_783\m12\42783az_dlext_20141219_9321_9399.csv | 79
v5 | Full | 3 | 42783az_dlext_20141222_9400_9484.csv | F:\UPOD\Cell_DLE\CSV_files_raw_nieuwe_structuur\2014\sap4_783\m12 | F:\UPOD\Cell_DLE\CSV_files_raw_nieuwe_structuur\2014\sap4_783\m12\42783az_dlext_20141222_9400_9484.csv | 85
v5 | Full | 3 | 42783az_dlext_20141223_9485_9565.csv | F:\UPOD\Cell_DLE\CSV_files_raw_nieuwe_structuur\2014\sap4_783\m12 | F:\UPOD\Cell_DLE\CSV_files_raw_nieuwe_structuur\2014\sap4_783\m12\42783az_dlext_20141223_9485_9565.csv | 81
v5 | Full | 3 | 42783az_dlext_20141224_9566_9631.csv | F:\UPOD\Cell_DLE\CSV_files_raw_nieuwe_structuur\2014\sap4_783\m12 | F:\UPOD\Cell_DLE\CSV_files_raw_nieuwe_structuur\2014\sap4_783\m12\42783az_dlext_20141224_9566_9631.csv | 66
v5 | Full | 3 | 42783az_dlext_20141229_9632_9695.csv | F:\UPOD\Cell_DLE\CSV_files_raw_nieuwe_structuur\2014\sap4_783\m12 | F:\UPOD\Cell_DLE\CSV_files_raw_nieuwe_structuur\2014\sap4_783\m12\42783az_dlext_20141229_9632_9695.csv | 64
v5 | Full | 3 | 42783az_dlext_20141230_9696_9781.csv | F:\UPOD\Cell_DLE\CSV_files_raw_nieuwe_structuur\2014\sap4_783\m12 | F:\UPOD\Cell_DLE\CSV_files_raw_nieuwe_structuur\2014\sap4_783\m12\42783az_dlext_20141230_9696_9781.csv | 86
v5 | Full | 3 | 42783az_dlext_20141231_9782_9836.csv | F:\UPOD\Cell_DLE\CSV_files_raw_nieuwe_structuur\2014\sap4_783\m12 | F:\UPOD\Cell_DLE\CSV_files_raw_nieuwe_structuur\2014\sap4_783\m12\42783az_dlext_20141231_9782_9836.csv | 55
v5 | Full | 3 | 42783az_dlext_20150102_9837_9904.csv | F:\UPOD\Cell_DLE\CSV_files_raw_nieuwe_structuur\2015\sap4_783\m01 | F:\UPOD\Cell_DLE\CSV_files_raw_nieuwe_structuur\2015\sap4_783\m01\42783az_dlext_20150102_9837_9904.csv | 68
v5 | Full | 3 | 42783az_dlext_20150103_9905_9910.csv | F:\UPOD\Cell_DLE\CSV_files_raw_nieuwe_structuur\2015\sap4_783\m01 | F:\UPOD\Cell_DLE\CSV_files_raw_nieuwe_structuur\2015\sap4_783\m01\42783az_dlext_20150103_9905_9910.csv | 6
v5 | Full | 3 | 42783az_dlext_20150104_9911_9916.csv | F:\UPOD\Cell_DLE\CSV_files_raw_nieuwe_structuur\2015\sap4_783\m01 | F:\UPOD\Cell_DLE\CSV_files_raw_nieuwe_structuur\2015\sap4_783\m01\42783az_dlext_20150104_9911_9916.csv | 6
v5 | Full | 3 | 42783az_dlext_20150105_9917_0024.csv | F:\UPOD\Cell_DLE\CSV_files_raw_nieuwe_structuur\2015\sap4_783\m01 | F:\UPOD\Cell_DLE\CSV_files_raw_nieuwe_structuur\2015\sap4_783\m01\42783az_dlext_20150105_9917_0024.csv | 108
v5 | Full | 3 | 42783az_dlext_20150106_0025_0116.csv | F:\UPOD\Cell_DLE\CSV_files_raw_nieuwe_structuur\2015\sap4_783\m01 | F:\UPOD\Cell_DLE\CSV_files_raw_nieuwe_structuur\2015\sap4_783\m01\42783az_dlext_20150106_0025_0116.csv | 92
v5 | Full | 3 | 42783az_dlext_20150107_0117_0207.csv | F:\UPOD\Cell_DLE\CSV_files_raw_nieuwe_structuur\2015\sap4_783\m01 | F:\UPOD\Cell_DLE\CSV_files_raw_nieuwe_structuur\2015\sap4_783\m01\42783az_dlext_20150107_0117_0207.csv | 91
v5 | Full | 3 | 42783az_dlext_20150108_0208_0294.csv | F:\UPOD\Cell_DLE\CSV_files_raw_nieuwe_structuur\2015\sap4_783\m01 | F:\UPOD\Cell_DLE\CSV_files_raw_nieuwe_structuur\2015\sap4_783\m01\42783az_dlext_20150108_0208_0294.csv | 87
v5 | Full | 3 | 42783az_dlext_20150109_0295_0388.csv | F:\UPOD\Cell_DLE\CSV_files_raw_nieuwe_structuur\2015\sap4_783\m01 | F:\UPOD\Cell_DLE\CSV_files_raw_nieuwe_structuur\2015\sap4_783\m01\42783az_dlext_20150109_0295_0388.csv | 94
v5 | Full | 3 | 42783az_dlext_20150112_0389_0458.csv | F:\UPOD\Cell_DLE\CSV_files_raw_nieuwe_structuur\2015\sap4_783\m01 | F:\UPOD\Cell_DLE\CSV_files_raw_nieuwe_structuur\2015\sap4_783\m01\42783az_dlext_20150112_0389_0458.csv | 70
v5 | Full | 3 | 42783az_dlext_20150113_0459_0532.csv | F:\UPOD\Cell_DLE\CSV_files_raw_nieuwe_structuur\2015\sap4_783\m01 | F:\UPOD\Cell_DLE\CSV_files_raw_nieuwe_structuur\2015\sap4_783\m01\42783az_dlext_20150113_0459_0532.csv | 74
v5 | Full | 3 | 42783az_dlext_20150114_0533_0599.csv | F:\UPOD\Cell_DLE\CSV_files_raw_nieuwe_structuur\2015\sap4_783\m01 | F:\UPOD\Cell_DLE\CSV_files_raw_nieuwe_structuur\2015\sap4_783\m01\42783az_dlext_20150114_0533_0599.csv | 67
v5 | Full | 3 | 42783az_dlext_20150115_7047_0685.csv | F:\UPOD\Cell_DLE\CSV_files_raw_nieuwe_structuur\2015\sap4_783\m01 | F:\UPOD\Cell_DLE\CSV_files_raw_nieuwe_structuur\2015\sap4_783\m01\42783az_dlext_20150115_7047_0685.csv | 3639
v5 | Full | 3 | 42783az_dlext_20150116_0686_0767.csv | F:\UPOD\Cell_DLE\CSV_files_raw_nieuwe_structuur\2015\sap4_783\m01 | F:\UPOD\Cell_DLE\CSV_files_raw_nieuwe_structuur\2015\sap4_783\m01\42783az_dlext_20150116_0686_0767.csv | 82
v5 | Full | 3 | 42783az_dlext_20150119_0768_0847.csv | F:\UPOD\Cell_DLE\CSV_files_raw_nieuwe_structuur\2015\sap4_783\m01 | F:\UPOD\Cell_DLE\CSV_files_raw_nieuwe_structuur\2015\sap4_783\m01\42783az_dlext_20150119_0768_0847.csv | 80
v5 | Full | 3 | 42783az_dlext_20150120_0848_0914.csv | F:\UPOD\Cell_DLE\CSV_files_raw_nieuwe_structuur\2015\sap4_783\m01 | F:\UPOD\Cell_DLE\CSV_files_raw_nieuwe_structuur\2015\sap4_783\m01\42783az_dlext_20150120_0848_0914.csv | 67
v5 | Full | 3 | 42783az_dlext_20150121_0915_0989.csv | F:\UPOD\Cell_DLE\CSV_files_raw_nieuwe_structuur\2015\sap4_783\m01 | F:\UPOD\Cell_DLE\CSV_files_raw_nieuwe_structuur\2015\sap4_783\m01\42783az_dlext_20150121_0915_0989.csv | 75
v5 | Full | 3 | 42783az_dlext_20150122_0990_1045.csv | F:\UPOD\Cell_DLE\CSV_files_raw_nieuwe_structuur\2015\sap4_783\m01 | F:\UPOD\Cell_DLE\CSV_files_raw_nieuwe_structuur\2015\sap4_783\m01\42783az_dlext_20150122_0990_1045.csv | 56
v5 | Full | 3 | 42783az_dlext_20150123_1046_1105.csv | F:\UPOD\Cell_DLE\CSV_files_raw_nieuwe_structuur\2015\sap4_783\m01 | F:\UPOD\Cell_DLE\CSV_files_raw_nieuwe_structuur\2015\sap4_783\m01\42783az_dlext_20150123_1046_1105.csv | 60
v5 | Full | 3 | 42783az_dlext_20150126_1106_1191.csv | F:\UPOD\Cell_DLE\CSV_files_raw_nieuwe_structuur\2015\sap4_783\m01 | F:\UPOD\Cell_DLE\CSV_files_raw_nieuwe_structuur\2015\sap4_783\m01\42783az_dlext_20150126_1106_1191.csv | 86
v5 | Full | 3 | 42783az_dlext_20150127_1192_1267.csv | F:\UPOD\Cell_DLE\CSV_files_raw_nieuwe_structuur\2015\sap4_783\m01 | F:\UPOD\Cell_DLE\CSV_files_raw_nieuwe_structuur\2015\sap4_783\m01\42783az_dlext_20150127_1192_1267.csv | 76
v5 | Full | 3 | 42783az_dlext_20150128_1268_1384.csv | F:\UPOD\Cell_DLE\CSV_files_raw_nieuwe_structuur\2015\sap4_783\m01 | F:\UPOD\Cell_DLE\CSV_files_raw_nieuwe_structuur\2015\sap4_783\m01\42783az_dlext_20150128_1268_1384.csv | 117
v5 | Full | 3 | 42783az_dlext_20150129_1385_1435.csv | F:\UPOD\Cell_DLE\CSV_files_raw_nieuwe_structuur\2015\sap4_783\m01 | F:\UPOD\Cell_DLE\CSV_files_raw_nieuwe_structuur\2015\sap4_783\m01\42783az_dlext_20150129_1385_1435.csv | 51
v5 | Full | 3 | 42783az_dlext_20150130_1436_1502.csv | F:\UPOD\Cell_DLE\CSV_files_raw_nieuwe_structuur\2015\sap4_783\m01 | F:\UPOD\Cell_DLE\CSV_files_raw_nieuwe_structuur\2015\sap4_783\m01\42783az_dlext_20150130_1436_1502.csv | 67
v5 | Full | 3 | 42783az_dlext_20150202_1503_1585.csv | F:\UPOD\Cell_DLE\CSV_files_raw_nieuwe_structuur\2015\sap4_783\m02 | F:\UPOD\Cell_DLE\CSV_files_raw_nieuwe_structuur\2015\sap4_783\m02\42783az_dlext_20150202_1503_1585.csv | 83
v5 | Full | 3 | 42783az_dlext_20150203_1586_1675.csv | F:\UPOD\Cell_DLE\CSV_files_raw_nieuwe_structuur\2015\sap4_783\m02 | F:\UPOD\Cell_DLE\CSV_files_raw_nieuwe_structuur\2015\sap4_783\m02\42783az_dlext_20150203_1586_1675.csv | 90
v5 | Full | 3 | 42783az_dlext_20150204_1676_1740.csv | F:\UPOD\Cell_DLE\CSV_files_raw_nieuwe_structuur\2015\sap4_783\m02 | F:\UPOD\Cell_DLE\CSV_files_raw_nieuwe_structuur\2015\sap4_783\m02\42783az_dlext_20150204_1676_1740.csv | 65
v5 | Full | 3 | 42783az_dlext_20150205_1741_1803.csv | F:\UPOD\Cell_DLE\CSV_files_raw_nieuwe_structuur\2015\sap4_783\m02 | F:\UPOD\Cell_DLE\CSV_files_raw_nieuwe_structuur\2015\sap4_783\m02\42783az_dlext_20150205_1741_1803.csv | 63
v5 | Full | 3 | 42783az_dlext_20150206_1804_1876.csv | F:\UPOD\Cell_DLE\CSV_files_raw_nieuwe_structuur\2015\sap4_783\m02 | F:\UPOD\Cell_DLE\CSV_files_raw_nieuwe_structuur\2015\sap4_783\m02\42783az_dlext_20150206_1804_1876.csv | 73
v5 | Full | 3 | 42783az_dlext_20150209_1877_1947.csv | F:\UPOD\Cell_DLE\CSV_files_raw_nieuwe_structuur\2015\sap4_783\m02 | F:\UPOD\Cell_DLE\CSV_files_raw_nieuwe_structuur\2015\sap4_783\m02\42783az_dlext_20150209_1877_1947.csv | 71
v5 | Full | 3 | 42783az_dlext_20150210_1948_2011.csv | F:\UPOD\Cell_DLE\CSV_files_raw_nieuwe_structuur\2015\sap4_783\m02 | F:\UPOD\Cell_DLE\CSV_files_raw_nieuwe_structuur\2015\sap4_783\m02\42783az_dlext_20150210_1948_2011.csv | 64
v5 | Full | 3 | 42783az_dlext_20150211_2012_2076.csv | F:\UPOD\Cell_DLE\CSV_files_raw_nieuwe_structuur\2015\sap4_783\m02 | F:\UPOD\Cell_DLE\CSV_files_raw_nieuwe_structuur\2015\sap4_783\m02\42783az_dlext_20150211_2012_2076.csv | 65
v5 | Full | 3 | 42783az_dlext_20150212_2077_2139.csv | F:\UPOD\Cell_DLE\CSV_files_raw_nieuwe_structuur\2015\sap4_783\m02 | F:\UPOD\Cell_DLE\CSV_files_raw_nieuwe_structuur\2015\sap4_783\m02\42783az_dlext_20150212_2077_2139.csv | 63
v5 | Full | 3 | 42783az_dlext_20150213_2140_2226.csv | F:\UPOD\Cell_DLE\CSV_files_raw_nieuwe_structuur\2015\sap4_783\m02 | F:\UPOD\Cell_DLE\CSV_files_raw_nieuwe_structuur\2015\sap4_783\m02\42783az_dlext_20150213_2140_2226.csv | 87
v5 | Full | 3 | 42783az_dlext_20150216_2227_2294.csv | F:\UPOD\Cell_DLE\CSV_files_raw_nieuwe_structuur\2015\sap4_783\m02 | F:\UPOD\Cell_DLE\CSV_files_raw_nieuwe_structuur\2015\sap4_783\m02\42783az_dlext_20150216_2227_2294.csv | 68
v5 | Full | 3 | 42783az_dlext_20150217_2295_2371.csv | F:\UPOD\Cell_DLE\CSV_files_raw_nieuwe_structuur\2015\sap4_783\m02 | F:\UPOD\Cell_DLE\CSV_files_raw_nieuwe_structuur\2015\sap4_783\m02\42783az_dlext_20150217_2295_2371.csv | 77
v5 | Full | 3 | 42783az_dlext_20150218_2372_2440.csv | F:\UPOD\Cell_DLE\CSV_files_raw_nieuwe_structuur\2015\sap4_783\m02 | F:\UPOD\Cell_DLE\CSV_files_raw_nieuwe_structuur\2015\sap4_783\m02\42783az_dlext_20150218_2372_2440.csv | 69
v5 | Full | 3 | 42783az_dlext_20150219_2441_2507.csv | F:\UPOD\Cell_DLE\CSV_files_raw_nieuwe_structuur\2015\sap4_783\m02 | F:\UPOD\Cell_DLE\CSV_files_raw_nieuwe_structuur\2015\sap4_783\m02\42783az_dlext_20150219_2441_2507.csv | 67
v5 | Full | 3 | 42783az_dlext_20150220_2508_2602.csv | F:\UPOD\Cell_DLE\CSV_files_raw_nieuwe_structuur\2015\sap4_783\m02 | F:\UPOD\Cell_DLE\CSV_files_raw_nieuwe_structuur\2015\sap4_783\m02\42783az_dlext_20150220_2508_2602.csv | 95
v5 | Full | 3 | 42783az_dlext_20150223_2603_2670.csv | F:\UPOD\Cell_DLE\CSV_files_raw_nieuwe_structuur\2015\sap4_783\m02 | F:\UPOD\Cell_DLE\CSV_files_raw_nieuwe_structuur\2015\sap4_783\m02\42783az_dlext_20150223_2603_2670.csv | 68
v5 | Full | 3 | 42783az_dlext_20150224_2671_2742.csv | F:\UPOD\Cell_DLE\CSV_files_raw_nieuwe_structuur\2015\sap4_783\m02 | F:\UPOD\Cell_DLE\CSV_files_raw_nieuwe_structuur\2015\sap4_783\m02\42783az_dlext_20150224_2671_2742.csv | 72
v5 | Full | 3 | 42783az_dlext_20150225_2743_2813.csv | F:\UPOD\Cell_DLE\CSV_files_raw_nieuwe_structuur\2015\sap4_783\m02 | F:\UPOD\Cell_DLE\CSV_files_raw_nieuwe_structuur\2015\sap4_783\m02\42783az_dlext_20150225_2743_2813.csv | 71
v5 | Full | 3 | 42783az_dlext_20150226_2814_2868.csv | F:\UPOD\Cell_DLE\CSV_files_raw_nieuwe_structuur\2015\sap4_783\m02 | F:\UPOD\Cell_DLE\CSV_files_raw_nieuwe_structuur\2015\sap4_783\m02\42783az_dlext_20150226_2814_2868.csv | 55
v5 | Full | 3 | 42783az_dlext_20150227_2869_2934.csv | F:\UPOD\Cell_DLE\CSV_files_raw_nieuwe_structuur\2015\sap4_783\m02 | F:\UPOD\Cell_DLE\CSV_files_raw_nieuwe_structuur\2015\sap4_783\m02\42783az_dlext_20150227_2869_2934.csv | 66
v5 | Full | 3 | 42783az_dlext_20150302_2935_3023.csv | F:\UPOD\Cell_DLE\CSV_files_raw_nieuwe_structuur\2015\sap4_783\m03 | F:\UPOD\Cell_DLE\CSV_files_raw_nieuwe_structuur\2015\sap4_783\m03\42783az_dlext_20150302_2935_3023.csv | 89
v5 | Full | 3 | 42783az_dlext_20150303_3024_3089.csv | F:\UPOD\Cell_DLE\CSV_files_raw_nieuwe_structuur\2015\sap4_783\m03 | F:\UPOD\Cell_DLE\CSV_files_raw_nieuwe_structuur\2015\sap4_783\m03\42783az_dlext_20150303_3024_3089.csv | 66
v5 | Full | 3 | 42783az_dlext_20150304_3090_3164.csv | F:\UPOD\Cell_DLE\CSV_files_raw_nieuwe_structuur\2015\sap4_783\m03 | F:\UPOD\Cell_DLE\CSV_files_raw_nieuwe_structuur\2015\sap4_783\m03\42783az_dlext_20150304_3090_3164.csv | 75
v5 | Full | 3 | 42783az_dlext_20150305_3165_3233.csv | F:\UPOD\Cell_DLE\CSV_files_raw_nieuwe_structuur\2015\sap4_783\m03 | F:\UPOD\Cell_DLE\CSV_files_raw_nieuwe_structuur\2015\sap4_783\m03\42783az_dlext_20150305_3165_3233.csv | 69
v5 | Full | 3 | 42783az_dlext_20150306_3234_3316.csv | F:\UPOD\Cell_DLE\CSV_files_raw_nieuwe_structuur\2015\sap4_783\m03 | F:\UPOD\Cell_DLE\CSV_files_raw_nieuwe_structuur\2015\sap4_783\m03\42783az_dlext_20150306_3234_3316.csv | 83
v5 | Full | 3 | 42783az_dlext_20150309_3317_3378.csv | F:\UPOD\Cell_DLE\CSV_files_raw_nieuwe_structuur\2015\sap4_783\m03 | F:\UPOD\Cell_DLE\CSV_files_raw_nieuwe_structuur\2015\sap4_783\m03\42783az_dlext_20150309_3317_3378.csv | 62
v5 | Full | 3 | 42783az_dlext_20150310_3379_3461.csv | F:\UPOD\Cell_DLE\CSV_files_raw_nieuwe_structuur\2015\sap4_783\m03 | F:\UPOD\Cell_DLE\CSV_files_raw_nieuwe_structuur\2015\sap4_783\m03\42783az_dlext_20150310_3379_3461.csv | 83
v5 | Full | 3 | 42783az_dlext_20150311_3462_3542.csv | F:\UPOD\Cell_DLE\CSV_files_raw_nieuwe_structuur\2015\sap4_783\m03 | F:\UPOD\Cell_DLE\CSV_files_raw_nieuwe_structuur\2015\sap4_783\m03\42783az_dlext_20150311_3462_3542.csv | 81
v5 | Full | 3 | 42783az_dlext_20150312_3543_3625.csv | F:\UPOD\Cell_DLE\CSV_files_raw_nieuwe_structuur\2015\sap4_783\m03 | F:\UPOD\Cell_DLE\CSV_files_raw_nieuwe_structuur\2015\sap4_783\m03\42783az_dlext_20150312_3543_3625.csv | 83
v5 | Full | 3 | 42783az_dlext_20150313_3626_3694.csv | F:\UPOD\Cell_DLE\CSV_files_raw_nieuwe_structuur\2015\sap4_783\m03 | F:\UPOD\Cell_DLE\CSV_files_raw_nieuwe_structuur\2015\sap4_783\m03\42783az_dlext_20150313_3626_3694.csv | 69
v5 | Full | 3 | 42783az_dlext_20150316_3695_3765.csv | F:\UPOD\Cell_DLE\CSV_files_raw_nieuwe_structuur\2015\sap4_783\m03 | F:\UPOD\Cell_DLE\CSV_files_raw_nieuwe_structuur\2015\sap4_783\m03\42783az_dlext_20150316_3695_3765.csv | 71
v5 | Full | 3 | 42783az_dlext_20150317_3766_3834.csv | F:\UPOD\Cell_DLE\CSV_files_raw_nieuwe_structuur\2015\sap4_783\m03 | F:\UPOD\Cell_DLE\CSV_files_raw_nieuwe_structuur\2015\sap4_783\m03\42783az_dlext_20150317_3766_3834.csv | 69
v5 | Full | 3 | 42783az_dlext_20150318_3835_3914.csv | F:\UPOD\Cell_DLE\CSV_files_raw_nieuwe_structuur\2015\sap4_783\m03 | F:\UPOD\Cell_DLE\CSV_files_raw_nieuwe_structuur\2015\sap4_783\m03\42783az_dlext_20150318_3835_3914.csv | 80
v5 | Full | 3 | 42783az_dlext_20150319_3915_3969.csv | F:\UPOD\Cell_DLE\CSV_files_raw_nieuwe_structuur\2015\sap4_783\m03 | F:\UPOD\Cell_DLE\CSV_files_raw_nieuwe_structuur\2015\sap4_783\m03\42783az_dlext_20150319_3915_3969.csv | 55
v5 | Full | 3 | 42783az_dlext_20150320_3970_4028.csv | F:\UPOD\Cell_DLE\CSV_files_raw_nieuwe_structuur\2015\sap4_783\m03 | F:\UPOD\Cell_DLE\CSV_files_raw_nieuwe_structuur\2015\sap4_783\m03\42783az_dlext_20150320_3970_4028.csv | 59
v5 | Full | 3 | 42783az_dlext_20150322_4029_4051.csv | F:\UPOD\Cell_DLE\CSV_files_raw_nieuwe_structuur\2015\sap4_783\m03 | F:\UPOD\Cell_DLE\CSV_files_raw_nieuwe_structuur\2015\sap4_783\m03\42783az_dlext_20150322_4029_4051.csv | 23
v5 | Full | 3 | 42783az_dlext_20150323_4052_4130.csv | F:\UPOD\Cell_DLE\CSV_files_raw_nieuwe_structuur\2015\sap4_783\m03 | F:\UPOD\Cell_DLE\CSV_files_raw_nieuwe_structuur\2015\sap4_783\m03\42783az_dlext_20150323_4052_4130.csv | 79
v5 | Full | 3 | 42783az_dlext_20150324_4131_4210.csv | F:\UPOD\Cell_DLE\CSV_files_raw_nieuwe_structuur\2015\sap4_783\m03 | F:\UPOD\Cell_DLE\CSV_files_raw_nieuwe_structuur\2015\sap4_783\m03\42783az_dlext_20150324_4131_4210.csv | 80
v5 | Full | 3 | 42783az_dlext_20150325_4211_4298.csv | F:\UPOD\Cell_DLE\CSV_files_raw_nieuwe_structuur\2015\sap4_783\m03 | F:\UPOD\Cell_DLE\CSV_files_raw_nieuwe_structuur\2015\sap4_783\m03\42783az_dlext_20150325_4211_4298.csv | 88
v5 | Full | 3 | 42783az_dlext_20150326_4299_4354.csv | F:\UPOD\Cell_DLE\CSV_files_raw_nieuwe_structuur\2015\sap4_783\m03 | F:\UPOD\Cell_DLE\CSV_files_raw_nieuwe_structuur\2015\sap4_783\m03\42783az_dlext_20150326_4299_4354.csv | 56
v5 | Full | 3 | 42783az_dlext_20150327_4355_4432.csv | F:\UPOD\Cell_DLE\CSV_files_raw_nieuwe_structuur\2015\sap4_783\m03 | F:\UPOD\Cell_DLE\CSV_files_raw_nieuwe_structuur\2015\sap4_783\m03\42783az_dlext_20150327_4355_4432.csv | 78
v5 | Full | 3 | 42783az_dlext_20150330_4433_4513.csv | F:\UPOD\Cell_DLE\CSV_files_raw_nieuwe_structuur\2015\sap4_783\m03 | F:\UPOD\Cell_DLE\CSV_files_raw_nieuwe_structuur\2015\sap4_783\m03\42783az_dlext_20150330_4433_4513.csv | 81
v5 | Full | 3 | 42783az_dlext_20150331_4514_4604.csv | F:\UPOD\Cell_DLE\CSV_files_raw_nieuwe_structuur\2015\sap4_783\m03 | F:\UPOD\Cell_DLE\CSV_files_raw_nieuwe_structuur\2015\sap4_783\m03\42783az_dlext_20150331_4514_4604.csv | 91
v5 | Full | 3 | 42783az_dlext_20150401_4605_4709.csv | F:\UPOD\Cell_DLE\CSV_files_raw_nieuwe_structuur\2015\sap4_783\m04 | F:\UPOD\Cell_DLE\CSV_files_raw_nieuwe_structuur\2015\sap4_783\m04\42783az_dlext_20150401_4605_4709.csv | 105
v5 | Full | 3 | 42783az_dlext_20150402_4710_4783.csv | F:\UPOD\Cell_DLE\CSV_files_raw_nieuwe_structuur\2015\sap4_783\m04 | F:\UPOD\Cell_DLE\CSV_files_raw_nieuwe_structuur\2015\sap4_783\m04\42783az_dlext_20150402_4710_4783.csv | 74
v5 | Full | 3 | 42783az_dlext_20150407_4784_4877.csv | F:\UPOD\Cell_DLE\CSV_files_raw_nieuwe_structuur\2015\sap4_783\m04 | F:\UPOD\Cell_DLE\CSV_files_raw_nieuwe_structuur\2015\sap4_783\m04\42783az_dlext_20150407_4784_4877.csv | 94
v5 | Full | 3 | 42783az_dlext_20150408_4878_4969.csv | F:\UPOD\Cell_DLE\CSV_files_raw_nieuwe_structuur\2015\sap4_783\m04 | F:\UPOD\Cell_DLE\CSV_files_raw_nieuwe_structuur\2015\sap4_783\m04\42783az_dlext_20150408_4878_4969.csv | 92
v5 | Full | 3 | 42783az_dlext_20150409_4970_5043.csv | F:\UPOD\Cell_DLE\CSV_files_raw_nieuwe_structuur\2015\sap4_783\m04 | F:\UPOD\Cell_DLE\CSV_files_raw_nieuwe_structuur\2015\sap4_783\m04\42783az_dlext_20150409_4970_5043.csv | 74
v5 | Full | 3 | 42783az_dlext_20150410_5044_5113.csv | F:\UPOD\Cell_DLE\CSV_files_raw_nieuwe_structuur\2015\sap4_783\m04 | F:\UPOD\Cell_DLE\CSV_files_raw_nieuwe_structuur\2015\sap4_783\m04\42783az_dlext_20150410_5044_5113.csv | 70
v5 | Full | 3 | 42783az_dlext_20150413_5114_5177.csv | F:\UPOD\Cell_DLE\CSV_files_raw_nieuwe_structuur\2015\sap4_783\m04 | F:\UPOD\Cell_DLE\CSV_files_raw_nieuwe_structuur\2015\sap4_783\m04\42783az_dlext_20150413_5114_5177.csv | 64
v5 | Full | 3 | 42783az_dlext_20150414_5178_5262.csv | F:\UPOD\Cell_DLE\CSV_files_raw_nieuwe_structuur\2015\sap4_783\m04 | F:\UPOD\Cell_DLE\CSV_files_raw_nieuwe_structuur\2015\sap4_783\m04\42783az_dlext_20150414_5178_5262.csv | 85
v5 | Full | 3 | 42783az_dlext_20150415_5263_5334.csv | F:\UPOD\Cell_DLE\CSV_files_raw_nieuwe_structuur\2015\sap4_783\m04 | F:\UPOD\Cell_DLE\CSV_files_raw_nieuwe_structuur\2015\sap4_783\m04\42783az_dlext_20150415_5263_5334.csv | 72
v5 | Full | 3 | 42783az_dlext_20150416_5335_5402.csv | F:\UPOD\Cell_DLE\CSV_files_raw_nieuwe_structuur\2015\sap4_783\m04 | F:\UPOD\Cell_DLE\CSV_files_raw_nieuwe_structuur\2015\sap4_783\m04\42783az_dlext_20150416_5335_5402.csv | 68
v5 | Full | 3 | 42783az_dlext_20150417_5403_5482.csv | F:\UPOD\Cell_DLE\CSV_files_raw_nieuwe_structuur\2015\sap4_783\m04 | F:\UPOD\Cell_DLE\CSV_files_raw_nieuwe_structuur\2015\sap4_783\m04\42783az_dlext_20150417_5403_5482.csv | 80
v5 | Full | 3 | 42783az_dlext_20150420_5483_5552.csv | F:\UPOD\Cell_DLE\CSV_files_raw_nieuwe_structuur\2015\sap4_783\m04 | F:\UPOD\Cell_DLE\CSV_files_raw_nieuwe_structuur\2015\sap4_783\m04\42783az_dlext_20150420_5483_5552.csv | 70
v5 | Full | 3 | 42783az_dlext_20150421_5553_5645.csv | F:\UPOD\Cell_DLE\CSV_files_raw_nieuwe_structuur\2015\sap4_783\m04 | F:\UPOD\Cell_DLE\CSV_files_raw_nieuwe_structuur\2015\sap4_783\m04\42783az_dlext_20150421_5553_5645.csv | 93
v5 | Full | 3 | 42783az_dlext_20150422_5646_5738.csv | F:\UPOD\Cell_DLE\CSV_files_raw_nieuwe_structuur\2015\sap4_783\m04 | F:\UPOD\Cell_DLE\CSV_files_raw_nieuwe_structuur\2015\sap4_783\m04\42783az_dlext_20150422_5646_5738.csv | 93
v5 | Full | 3 | 42783az_dlext_20150423_5739_5803.csv | F:\UPOD\Cell_DLE\CSV_files_raw_nieuwe_structuur\2015\sap4_783\m04 | F:\UPOD\Cell_DLE\CSV_files_raw_nieuwe_structuur\2015\sap4_783\m04\42783az_dlext_20150423_5739_5803.csv | 65
v5 | Full | 3 | 42783az_dlext_20150424_5804_5863.csv | F:\UPOD\Cell_DLE\CSV_files_raw_nieuwe_structuur\2015\sap4_783\m04 | F:\UPOD\Cell_DLE\CSV_files_raw_nieuwe_structuur\2015\sap4_783\m04\42783az_dlext_20150424_5804_5863.csv | 60
v5 | Full | 3 | 42783az_dlext_20150428_5864_5974.csv | F:\UPOD\Cell_DLE\CSV_files_raw_nieuwe_structuur\2015\sap4_783\m04 | F:\UPOD\Cell_DLE\CSV_files_raw_nieuwe_structuur\2015\sap4_783\m04\42783az_dlext_20150428_5864_5974.csv | 111
v5 | Full | 3 | 42783az_dlext_20150429_5975_6097.csv | F:\UPOD\Cell_DLE\CSV_files_raw_nieuwe_structuur\2015\sap4_783\m04 | F:\UPOD\Cell_DLE\CSV_files_raw_nieuwe_structuur\2015\sap4_783\m04\42783az_dlext_20150429_5975_6097.csv | 123
v5 | Full | 3 | 42783az_dlext_20150430_6098_6181.csv | F:\UPOD\Cell_DLE\CSV_files_raw_nieuwe_structuur\2015\sap4_783\m04 | F:\UPOD\Cell_DLE\CSV_files_raw_nieuwe_structuur\2015\sap4_783\m04\42783az_dlext_20150430_6098_6181.csv | 84
v5 | Full | 3 | 42783az_dlext_20150501_6182_6234.csv | F:\UPOD\Cell_DLE\CSV_files_raw_nieuwe_structuur\2015\sap4_783\m05 | F:\UPOD\Cell_DLE\CSV_files_raw_nieuwe_structuur\2015\sap4_783\m05\42783az_dlext_20150501_6182_6234.csv | 53
v5 | Full | 3 | 42783az_dlext_20150504_6235_6296.csv | F:\UPOD\Cell_DLE\CSV_files_raw_nieuwe_structuur\2015\sap4_783\m05 | F:\UPOD\Cell_DLE\CSV_files_raw_nieuwe_structuur\2015\sap4_783\m05\42783az_dlext_20150504_6235_6296.csv | 62
v5 | Full | 3 | 42783az_dlext_20150505_6297_6370.csv | F:\UPOD\Cell_DLE\CSV_files_raw_nieuwe_structuur\2015\sap4_783\m05 | F:\UPOD\Cell_DLE\CSV_files_raw_nieuwe_structuur\2015\sap4_783\m05\42783az_dlext_20150505_6297_6370.csv | 74
v5 | Full | 3 | 42783az_dlext_20150506_6371_6430.csv | F:\UPOD\Cell_DLE\CSV_files_raw_nieuwe_structuur\2015\sap4_783\m05 | F:\UPOD\Cell_DLE\CSV_files_raw_nieuwe_structuur\2015\sap4_783\m05\42783az_dlext_20150506_6371_6430.csv | 60
v5 | Full | 3 | 42783az_dlext_20150507_6431_6498.csv | F:\UPOD\Cell_DLE\CSV_files_raw_nieuwe_structuur\2015\sap4_783\m05 | F:\UPOD\Cell_DLE\CSV_files_raw_nieuwe_structuur\2015\sap4_783\m05\42783az_dlext_20150507_6431_6498.csv | 68
v5 | Full | 3 | 42783az_dlext_20150508_6499_6583.csv | F:\UPOD\Cell_DLE\CSV_files_raw_nieuwe_structuur\2015\sap4_783\m05 | F:\UPOD\Cell_DLE\CSV_files_raw_nieuwe_structuur\2015\sap4_783\m05\42783az_dlext_20150508_6499_6583.csv | 85
v5 | Full | 3 | 42783az_dlext_20150509_6584_6584.csv | F:\UPOD\Cell_DLE\CSV_files_raw_nieuwe_structuur\2015\sap4_783\m05 | F:\UPOD\Cell_DLE\CSV_files_raw_nieuwe_structuur\2015\sap4_783\m05\42783az_dlext_20150509_6584_6584.csv | 1
v5 | Full | 3 | 42783az_dlext_20150511_6585_6663.csv | F:\UPOD\Cell_DLE\CSV_files_raw_nieuwe_structuur\2015\sap4_783\m05 | F:\UPOD\Cell_DLE\CSV_files_raw_nieuwe_structuur\2015\sap4_783\m05\42783az_dlext_20150511_6585_6663.csv | 79
v5 | Full | 3 | 42783az_dlext_20150512_6664_6752.csv | F:\UPOD\Cell_DLE\CSV_files_raw_nieuwe_structuur\2015\sap4_783\m05 | F:\UPOD\Cell_DLE\CSV_files_raw_nieuwe_structuur\2015\sap4_783\m05\42783az_dlext_20150512_6664_6752.csv | 89
v5 | Full | 3 | 42783az_dlext_20150513_6753_6836.csv | F:\UPOD\Cell_DLE\CSV_files_raw_nieuwe_structuur\2015\sap4_783\m05 | F:\UPOD\Cell_DLE\CSV_files_raw_nieuwe_structuur\2015\sap4_783\m05\42783az_dlext_20150513_6753_6836.csv | 84
v5 | Full | 3 | 42783az_dlext_20150518_6837_6907.csv | F:\UPOD\Cell_DLE\CSV_files_raw_nieuwe_structuur\2015\sap4_783\m05 | F:\UPOD\Cell_DLE\CSV_files_raw_nieuwe_structuur\2015\sap4_783\m05\42783az_dlext_20150518_6837_6907.csv | 71
v5 | Full | 3 | 42783az_dlext_20150519_6908_6990.csv | F:\UPOD\Cell_DLE\CSV_files_raw_nieuwe_structuur\2015\sap4_783\m05 | F:\UPOD\Cell_DLE\CSV_files_raw_nieuwe_structuur\2015\sap4_783\m05\42783az_dlext_20150519_6908_6990.csv | 83
v5 | Full | 3 | 42783az_dlext_20150520_6991_7076.csv | F:\UPOD\Cell_DLE\CSV_files_raw_nieuwe_structuur\2015\sap4_783\m05 | F:\UPOD\Cell_DLE\CSV_files_raw_nieuwe_structuur\2015\sap4_783\m05\42783az_dlext_20150520_6991_7076.csv | 86
v5 | Full | 3 | 42783az_dlext_20150521_7077_7177.csv | F:\UPOD\Cell_DLE\CSV_files_raw_nieuwe_structuur\2015\sap4_783\m05 | F:\UPOD\Cell_DLE\CSV_files_raw_nieuwe_structuur\2015\sap4_783\m05\42783az_dlext_20150521_7077_7177.csv | 101
v5 | Full | 3 | 42783az_dlext_20150522_7178_7260.csv | F:\UPOD\Cell_DLE\CSV_files_raw_nieuwe_structuur\2015\sap4_783\m05 | F:\UPOD\Cell_DLE\CSV_files_raw_nieuwe_structuur\2015\sap4_783\m05\42783az_dlext_20150522_7178_7260.csv | 83
v5 | Full | 3 | 42783az_dlext_20150526_7261_7351.csv | F:\UPOD\Cell_DLE\CSV_files_raw_nieuwe_structuur\2015\sap4_783\m05 | F:\UPOD\Cell_DLE\CSV_files_raw_nieuwe_structuur\2015\sap4_783\m05\42783az_dlext_20150526_7261_7351.csv | 91
v5 | Full | 3 | 42783az_dlext_20150527_7352_7437.csv | F:\UPOD\Cell_DLE\CSV_files_raw_nieuwe_structuur\2015\sap4_783\m05 | F:\UPOD\Cell_DLE\CSV_files_raw_nieuwe_structuur\2015\sap4_783\m05\42783az_dlext_20150527_7352_7437.csv | 86
v5 | Full | 3 | 42783az_dlext_20150528_7438_7504.csv | F:\UPOD\Cell_DLE\CSV_files_raw_nieuwe_structuur\2015\sap4_783\m05 | F:\UPOD\Cell_DLE\CSV_files_raw_nieuwe_structuur\2015\sap4_783\m05\42783az_dlext_20150528_7438_7504.csv | 67
v5 | Full | 3 | 42783az_dlext_20150529_7505_7563.csv | F:\UPOD\Cell_DLE\CSV_files_raw_nieuwe_structuur\2015\sap4_783\m05 | F:\UPOD\Cell_DLE\CSV_files_raw_nieuwe_structuur\2015\sap4_783\m05\42783az_dlext_20150529_7505_7563.csv | 59
v5 | Full | 3 | 42783az_dlext_20150601_7564_7627.csv | F:\UPOD\Cell_DLE\CSV_files_raw_nieuwe_structuur\2015\sap4_783\m06 | F:\UPOD\Cell_DLE\CSV_files_raw_nieuwe_structuur\2015\sap4_783\m06\42783az_dlext_20150601_7564_7627.csv | 64
v5 | Full | 3 | 42783az_dlext_20150602_7628_7698.csv | F:\UPOD\Cell_DLE\CSV_files_raw_nieuwe_structuur\2015\sap4_783\m06 | F:\UPOD\Cell_DLE\CSV_files_raw_nieuwe_structuur\2015\sap4_783\m06\42783az_dlext_20150602_7628_7698.csv | 71
v5 | Full | 3 | 42783az_dlext_20150603_7699_7780.csv | F:\UPOD\Cell_DLE\CSV_files_raw_nieuwe_structuur\2015\sap4_783\m06 | F:\UPOD\Cell_DLE\CSV_files_raw_nieuwe_structuur\2015\sap4_783\m06\42783az_dlext_20150603_7699_7780.csv | 82
v5 | Full | 3 | 42783az_dlext_20150604_7781_7842.csv | F:\UPOD\Cell_DLE\CSV_files_raw_nieuwe_structuur\2015\sap4_783\m06 | F:\UPOD\Cell_DLE\CSV_files_raw_nieuwe_structuur\2015\sap4_783\m06\42783az_dlext_20150604_7781_7842.csv | 62
v5 | Full | 3 | 42783az_dlext_20150605_7843_7895.csv | F:\UPOD\Cell_DLE\CSV_files_raw_nieuwe_structuur\2015\sap4_783\m06 | F:\UPOD\Cell_DLE\CSV_files_raw_nieuwe_structuur\2015\sap4_783\m06\42783az_dlext_20150605_7843_7895.csv | 53
v5 | Full | 3 | 42783az_dlext_20150608_7896_7972.csv | F:\UPOD\Cell_DLE\CSV_files_raw_nieuwe_structuur\2015\sap4_783\m06 | F:\UPOD\Cell_DLE\CSV_files_raw_nieuwe_structuur\2015\sap4_783\m06\42783az_dlext_20150608_7896_7972.csv | 77
v5 | Full | 3 | 42783az_dlext_20150609_7973_8055.csv | F:\UPOD\Cell_DLE\CSV_files_raw_nieuwe_structuur\2015\sap4_783\m06 | F:\UPOD\Cell_DLE\CSV_files_raw_nieuwe_structuur\2015\sap4_783\m06\42783az_dlext_20150609_7973_8055.csv | 83
v5 | Full | 3 | 42783az_dlext_20150610_8056_8142.csv | F:\UPOD\Cell_DLE\CSV_files_raw_nieuwe_structuur\2015\sap4_783\m06 | F:\UPOD\Cell_DLE\CSV_files_raw_nieuwe_structuur\2015\sap4_783\m06\42783az_dlext_20150610_8056_8142.csv | 87
v5 | Full | 3 | 42783az_dlext_20150611_8143_8222.csv | F:\UPOD\Cell_DLE\CSV_files_raw_nieuwe_structuur\2015\sap4_783\m06 | F:\UPOD\Cell_DLE\CSV_files_raw_nieuwe_structuur\2015\sap4_783\m06\42783az_dlext_20150611_8143_8222.csv | 80
v5 | Full | 3 | 42783az_dlext_20150612_8223_8272.csv | F:\UPOD\Cell_DLE\CSV_files_raw_nieuwe_structuur\2015\sap4_783\m06 | F:\UPOD\Cell_DLE\CSV_files_raw_nieuwe_structuur\2015\sap4_783\m06\42783az_dlext_20150612_8223_8272.csv | 50
v5 | Full | 3 | 42783az_dlext_20150615_8273_8328.csv | F:\UPOD\Cell_DLE\CSV_files_raw_nieuwe_structuur\2015\sap4_783\m06 | F:\UPOD\Cell_DLE\CSV_files_raw_nieuwe_structuur\2015\sap4_783\m06\42783az_dlext_20150615_8273_8328.csv | 56
v5 | Full | 3 | 42783az_dlext_20150616_8329_8388.csv | F:\UPOD\Cell_DLE\CSV_files_raw_nieuwe_structuur\2015\sap4_783\m06 | F:\UPOD\Cell_DLE\CSV_files_raw_nieuwe_structuur\2015\sap4_783\m06\42783az_dlext_20150616_8329_8388.csv | 60
v5 | Full | 3 | 42783az_dlext_20150617_8389_8458.csv | F:\UPOD\Cell_DLE\CSV_files_raw_nieuwe_structuur\2015\sap4_783\m06 | F:\UPOD\Cell_DLE\CSV_files_raw_nieuwe_structuur\2015\sap4_783\m06\42783az_dlext_20150617_8389_8458.csv | 70
v5 | Full | 3 | 42783az_dlext_20150618_8459_8518.csv | F:\UPOD\Cell_DLE\CSV_files_raw_nieuwe_structuur\2015\sap4_783\m06 | F:\UPOD\Cell_DLE\CSV_files_raw_nieuwe_structuur\2015\sap4_783\m06\42783az_dlext_20150618_8459_8518.csv | 60
v5 | Full | 3 | 42783az_dlext_20150619_8519_8583.csv | F:\UPOD\Cell_DLE\CSV_files_raw_nieuwe_structuur\2015\sap4_783\m06 | F:\UPOD\Cell_DLE\CSV_files_raw_nieuwe_structuur\2015\sap4_783\m06\42783az_dlext_20150619_8519_8583.csv | 65
v5 | Full | 3 | 42783az_dlext_20150622_8584_8649.csv | F:\UPOD\Cell_DLE\CSV_files_raw_nieuwe_structuur\2015\sap4_783\m06 | F:\UPOD\Cell_DLE\CSV_files_raw_nieuwe_structuur\2015\sap4_783\m06\42783az_dlext_20150622_8584_8649.csv | 66
v5 | Full | 3 | 42783az_dlext_20150623_8650_8748.csv | F:\UPOD\Cell_DLE\CSV_files_raw_nieuwe_structuur\2015\sap4_783\m06 | F:\UPOD\Cell_DLE\CSV_files_raw_nieuwe_structuur\2015\sap4_783\m06\42783az_dlext_20150623_8650_8748.csv | 99
v5 | Full | 3 | 42783az_dlext_20150624_8749_8869.csv | F:\UPOD\Cell_DLE\CSV_files_raw_nieuwe_structuur\2015\sap4_783\m06 | F:\UPOD\Cell_DLE\CSV_files_raw_nieuwe_structuur\2015\sap4_783\m06\42783az_dlext_20150624_8749_8869.csv | 121
v5 | Full | 3 | 42783az_dlext_20150625_8870_8942.csv | F:\UPOD\Cell_DLE\CSV_files_raw_nieuwe_structuur\2015\sap4_783\m06 | F:\UPOD\Cell_DLE\CSV_files_raw_nieuwe_structuur\2015\sap4_783\m06\42783az_dlext_20150625_8870_8942.csv | 73
v5 | Full | 3 | 42783az_dlext_20150626_8943_9021.csv | F:\UPOD\Cell_DLE\CSV_files_raw_nieuwe_structuur\2015\sap4_783\m06 | F:\UPOD\Cell_DLE\CSV_files_raw_nieuwe_structuur\2015\sap4_783\m06\42783az_dlext_20150626_8943_9021.csv | 79
v5 | Full | 3 | 42783az_dlext_20150629_9022_9076.csv | F:\UPOD\Cell_DLE\CSV_files_raw_nieuwe_structuur\2015\sap4_783\m06 | F:\UPOD\Cell_DLE\CSV_files_raw_nieuwe_structuur\2015\sap4_783\m06\42783az_dlext_20150629_9022_9076.csv | 55
v5 | Full | 3 | 42783az_dlext_20150630_9077_9143.csv | F:\UPOD\Cell_DLE\CSV_files_raw_nieuwe_structuur\2015\sap4_783\m06 | F:\UPOD\Cell_DLE\CSV_files_raw_nieuwe_structuur\2015\sap4_783\m06\42783az_dlext_20150630_9077_9143.csv | 67
v5 | Full | 3 | 42783az_dlext_20150701_9144_9204.csv | F:\UPOD\Cell_DLE\CSV_files_raw_nieuwe_structuur\2015\sap4_783\m07 | F:\UPOD\Cell_DLE\CSV_files_raw_nieuwe_structuur\2015\sap4_783\m07\42783az_dlext_20150701_9144_9204.csv | 61
v5 | Full | 3 | 42783az_dlext_20150702_9205_9313.csv | F:\UPOD\Cell_DLE\CSV_files_raw_nieuwe_structuur\2015\sap4_783\m07 | F:\UPOD\Cell_DLE\CSV_files_raw_nieuwe_structuur\2015\sap4_783\m07\42783az_dlext_20150702_9205_9313.csv | 109
v5 | Full | 3 | 42783az_dlext_20150703_9314_9395.csv | F:\UPOD\Cell_DLE\CSV_files_raw_nieuwe_structuur\2015\sap4_783\m07 | F:\UPOD\Cell_DLE\CSV_files_raw_nieuwe_structuur\2015\sap4_783\m07\42783az_dlext_20150703_9314_9395.csv | 82
v5 | Full | 3 | 42783az_dlext_20150706_9396_9453.csv | F:\UPOD\Cell_DLE\CSV_files_raw_nieuwe_structuur\2015\sap4_783\m07 | F:\UPOD\Cell_DLE\CSV_files_raw_nieuwe_structuur\2015\sap4_783\m07\42783az_dlext_20150706_9396_9453.csv | 58
v5 | Full | 3 | 42783az_dlext_20150707_9454_9532.csv | F:\UPOD\Cell_DLE\CSV_files_raw_nieuwe_structuur\2015\sap4_783\m07 | F:\UPOD\Cell_DLE\CSV_files_raw_nieuwe_structuur\2015\sap4_783\m07\42783az_dlext_20150707_9454_9532.csv | 79
v5 | Full | 3 | 42783az_dlext_20150708_9533_9620.csv | F:\UPOD\Cell_DLE\CSV_files_raw_nieuwe_structuur\2015\sap4_783\m07 | F:\UPOD\Cell_DLE\CSV_files_raw_nieuwe_structuur\2015\sap4_783\m07\42783az_dlext_20150708_9533_9620.csv | 88
v5 | Full | 3 | 42783az_dlext_20150709_9621_9676.csv | F:\UPOD\Cell_DLE\CSV_files_raw_nieuwe_structuur\2015\sap4_783\m07 | F:\UPOD\Cell_DLE\CSV_files_raw_nieuwe_structuur\2015\sap4_783\m07\42783az_dlext_20150709_9621_9676.csv | 56
v5 | Full | 3 | 42783az_dlext_20150710_9677_9742.csv | F:\UPOD\Cell_DLE\CSV_files_raw_nieuwe_structuur\2015\sap4_783\m07 | F:\UPOD\Cell_DLE\CSV_files_raw_nieuwe_structuur\2015\sap4_783\m07\42783az_dlext_20150710_9677_9742.csv | 66
v5 | Full | 3 | 42783az_dlext_20150713_9743_9814.csv | F:\UPOD\Cell_DLE\CSV_files_raw_nieuwe_structuur\2015\sap4_783\m07 | F:\UPOD\Cell_DLE\CSV_files_raw_nieuwe_structuur\2015\sap4_783\m07\42783az_dlext_20150713_9743_9814.csv | 72
v5 | Full | 3 | 42783az_dlext_20150714_9815_9896.csv | F:\UPOD\Cell_DLE\CSV_files_raw_nieuwe_structuur\2015\sap4_783\m07 | F:\UPOD\Cell_DLE\CSV_files_raw_nieuwe_structuur\2015\sap4_783\m07\42783az_dlext_20150714_9815_9896.csv | 82
v5 | Full | 3 | 42783az_dlext_20150715_9897_9965.csv | F:\UPOD\Cell_DLE\CSV_files_raw_nieuwe_structuur\2015\sap4_783\m07 | F:\UPOD\Cell_DLE\CSV_files_raw_nieuwe_structuur\2015\sap4_783\m07\42783az_dlext_20150715_9897_9965.csv | 69
v5 | Full | 3 | 42783az_dlext_20150716_9966_0043.csv | F:\UPOD\Cell_DLE\CSV_files_raw_nieuwe_structuur\2015\sap4_783\m07 | F:\UPOD\Cell_DLE\CSV_files_raw_nieuwe_structuur\2015\sap4_783\m07\42783az_dlext_20150716_9966_0043.csv | 78
v5 | Full | 3 | 42783az_dlext_20150717_0044_0086.csv | F:\UPOD\Cell_DLE\CSV_files_raw_nieuwe_structuur\2015\sap4_783\m07 | F:\UPOD\Cell_DLE\CSV_files_raw_nieuwe_structuur\2015\sap4_783\m07\42783az_dlext_20150717_0044_0086.csv | 43
v5 | Full | 3 | 42783az_dlext_20150720_0087_0155.csv | F:\UPOD\Cell_DLE\CSV_files_raw_nieuwe_structuur\2015\sap4_783\m07 | F:\UPOD\Cell_DLE\CSV_files_raw_nieuwe_structuur\2015\sap4_783\m07\42783az_dlext_20150720_0087_0155.csv | 69
v5 | Full | 3 | 42783az_dlext_20150721_0156_0244.csv | F:\UPOD\Cell_DLE\CSV_files_raw_nieuwe_structuur\2015\sap4_783\m07 | F:\UPOD\Cell_DLE\CSV_files_raw_nieuwe_structuur\2015\sap4_783\m07\42783az_dlext_20150721_0156_0244.csv | 89
v5 | Full | 3 | 42783az_dlext_20150722_0245_0307.csv | F:\UPOD\Cell_DLE\CSV_files_raw_nieuwe_structuur\2015\sap4_783\m07 | F:\UPOD\Cell_DLE\CSV_files_raw_nieuwe_structuur\2015\sap4_783\m07\42783az_dlext_20150722_0245_0307.csv | 63
v5 | Full | 3 | 42783az_dlext_20150723_0308_0391.csv | F:\UPOD\Cell_DLE\CSV_files_raw_nieuwe_structuur\2015\sap4_783\m07 | F:\UPOD\Cell_DLE\CSV_files_raw_nieuwe_structuur\2015\sap4_783\m07\42783az_dlext_20150723_0308_0391.csv | 84
v5 | Full | 3 | 42783az_dlext_20150724_0392_0442.csv | F:\UPOD\Cell_DLE\CSV_files_raw_nieuwe_structuur\2015\sap4_783\m07 | F:\UPOD\Cell_DLE\CSV_files_raw_nieuwe_structuur\2015\sap4_783\m07\42783az_dlext_20150724_0392_0442.csv | 51
v5 | Full | 3 | 42783az_dlext_20150727_0443_0497.csv | F:\UPOD\Cell_DLE\CSV_files_raw_nieuwe_structuur\2015\sap4_783\m07 | F:\UPOD\Cell_DLE\CSV_files_raw_nieuwe_structuur\2015\sap4_783\m07\42783az_dlext_20150727_0443_0497.csv | 55
v5 | Full | 3 | 42783az_dlext_20150728_0498_0579.csv | F:\UPOD\Cell_DLE\CSV_files_raw_nieuwe_structuur\2015\sap4_783\m07 | F:\UPOD\Cell_DLE\CSV_files_raw_nieuwe_structuur\2015\sap4_783\m07\42783az_dlext_20150728_0498_0579.csv | 82
v5 | Full | 3 | 42783az_dlext_20150729_0580_0650.csv | F:\UPOD\Cell_DLE\CSV_files_raw_nieuwe_structuur\2015\sap4_783\m07 | F:\UPOD\Cell_DLE\CSV_files_raw_nieuwe_structuur\2015\sap4_783\m07\42783az_dlext_20150729_0580_0650.csv | 71
v5 | Full | 3 | 42783az_dlext_20150730_0651_0714.csv | F:\UPOD\Cell_DLE\CSV_files_raw_nieuwe_structuur\2015\sap4_783\m07 | F:\UPOD\Cell_DLE\CSV_files_raw_nieuwe_structuur\2015\sap4_783\m07\42783az_dlext_20150730_0651_0714.csv | 64
v5 | Full | 3 | 42783az_dlext_20150803_0769_0817.csv | F:\UPOD\Cell_DLE\CSV_files_raw_nieuwe_structuur\2015\sap4_783\m08 | F:\UPOD\Cell_DLE\CSV_files_raw_nieuwe_structuur\2015\sap4_783\m08\42783az_dlext_20150803_0769_0817.csv | 49
v5 | Full | 3 | 42783az_dlext_20150804_0818_0920.csv | F:\UPOD\Cell_DLE\CSV_files_raw_nieuwe_structuur\2015\sap4_783\m08 | F:\UPOD\Cell_DLE\CSV_files_raw_nieuwe_structuur\2015\sap4_783\m08\42783az_dlext_20150804_0818_0920.csv | 103
v5 | Full | 3 | 42783az_dlext_20150805_0921_0979.csv | F:\UPOD\Cell_DLE\CSV_files_raw_nieuwe_structuur\2015\sap4_783\m08 | F:\UPOD\Cell_DLE\CSV_files_raw_nieuwe_structuur\2015\sap4_783\m08\42783az_dlext_20150805_0921_0979.csv | 59
v5 | Full | 3 | 42783az_dlext_20150806_0980_1023.csv | F:\UPOD\Cell_DLE\CSV_files_raw_nieuwe_structuur\2015\sap4_783\m08 | F:\UPOD\Cell_DLE\CSV_files_raw_nieuwe_structuur\2015\sap4_783\m08\42783az_dlext_20150806_0980_1023.csv | 44
v5 | Full | 3 | 42783az_dlext_20150807_1024_1109.csv | F:\UPOD\Cell_DLE\CSV_files_raw_nieuwe_structuur\2015\sap4_783\m08 | F:\UPOD\Cell_DLE\CSV_files_raw_nieuwe_structuur\2015\sap4_783\m08\42783az_dlext_20150807_1024_1109.csv | 86
v5 | Full | 3 | 42783az_dlext_20150810_1110_1158.csv | F:\UPOD\Cell_DLE\CSV_files_raw_nieuwe_structuur\2015\sap4_783\m08 | F:\UPOD\Cell_DLE\CSV_files_raw_nieuwe_structuur\2015\sap4_783\m08\42783az_dlext_20150810_1110_1158.csv | 49
v5 | Full | 3 | 42783az_dlext_20150811_1159_1253.csv | F:\UPOD\Cell_DLE\CSV_files_raw_nieuwe_structuur\2015\sap4_783\m08 | F:\UPOD\Cell_DLE\CSV_files_raw_nieuwe_structuur\2015\sap4_783\m08\42783az_dlext_20150811_1159_1253.csv | 95
v5 | Full | 3 | 42783az_dlext_20150812_1254_1354.csv | F:\UPOD\Cell_DLE\CSV_files_raw_nieuwe_structuur\2015\sap4_783\m08 | F:\UPOD\Cell_DLE\CSV_files_raw_nieuwe_structuur\2015\sap4_783\m08\42783az_dlext_20150812_1254_1354.csv | 101
v5 | Full | 3 | 42783az_dlext_20150813_1355_1403.csv | F:\UPOD\Cell_DLE\CSV_files_raw_nieuwe_structuur\2015\sap4_783\m08 | F:\UPOD\Cell_DLE\CSV_files_raw_nieuwe_structuur\2015\sap4_783\m08\42783az_dlext_20150813_1355_1403.csv | 49
v5 | Full | 3 | 42783az_dlext_20150814_1404_1489.csv | F:\UPOD\Cell_DLE\CSV_files_raw_nieuwe_structuur\2015\sap4_783\m08 | F:\UPOD\Cell_DLE\CSV_files_raw_nieuwe_structuur\2015\sap4_783\m08\42783az_dlext_20150814_1404_1489.csv | 86
v5 | Full | 3 | 42783az_dlext_20150817_1490_1562.csv | F:\UPOD\Cell_DLE\CSV_files_raw_nieuwe_structuur\2015\sap4_783\m08 | F:\UPOD\Cell_DLE\CSV_files_raw_nieuwe_structuur\2015\sap4_783\m08\42783az_dlext_20150817_1490_1562.csv | 73
v5 | Full | 3 | 42783az_dlext_20150818_1563_1651.csv | F:\UPOD\Cell_DLE\CSV_files_raw_nieuwe_structuur\2015\sap4_783\m08 | F:\UPOD\Cell_DLE\CSV_files_raw_nieuwe_structuur\2015\sap4_783\m08\42783az_dlext_20150818_1563_1651.csv | 89
v5 | Full | 3 | 42783az_dlext_20150819_1652_1724.csv | F:\UPOD\Cell_DLE\CSV_files_raw_nieuwe_structuur\2015\sap4_783\m08 | F:\UPOD\Cell_DLE\CSV_files_raw_nieuwe_structuur\2015\sap4_783\m08\42783az_dlext_20150819_1652_1724.csv | 73
v5 | Full | 3 | 42783az_dlext_20150820_1725_1806.csv | F:\UPOD\Cell_DLE\CSV_files_raw_nieuwe_structuur\2015\sap4_783\m08 | F:\UPOD\Cell_DLE\CSV_files_raw_nieuwe_structuur\2015\sap4_783\m08\42783az_dlext_20150820_1725_1806.csv | 82
v5 | Full | 3 | 42783az_dlext_20150821_1807_1873.csv | F:\UPOD\Cell_DLE\CSV_files_raw_nieuwe_structuur\2015\sap4_783\m08 | F:\UPOD\Cell_DLE\CSV_files_raw_nieuwe_structuur\2015\sap4_783\m08\42783az_dlext_20150821_1807_1873.csv | 67
v5 | Full | 3 | 42783az_dlext_20150824_1874_1947.csv | F:\UPOD\Cell_DLE\CSV_files_raw_nieuwe_structuur\2015\sap4_783\m08 | F:\UPOD\Cell_DLE\CSV_files_raw_nieuwe_structuur\2015\sap4_783\m08\42783az_dlext_20150824_1874_1947.csv | 73
v5 | Full | 3 | 42783az_dlext_20150825_1948_2042.csv | F:\UPOD\Cell_DLE\CSV_files_raw_nieuwe_structuur\2015\sap4_783\m08 | F:\UPOD\Cell_DLE\CSV_files_raw_nieuwe_structuur\2015\sap4_783\m08\42783az_dlext_20150825_1948_2042.csv | 95
v5 | Full | 3 | 42783az_dlext_20150826_2043_2122.csv | F:\UPOD\Cell_DLE\CSV_files_raw_nieuwe_structuur\2015\sap4_783\m08 | F:\UPOD\Cell_DLE\CSV_files_raw_nieuwe_structuur\2015\sap4_783\m08\42783az_dlext_20150826_2043_2122.csv | 80
v5 | Full | 3 | 42783az_dlext_20150827_2123_2184.csv | F:\UPOD\Cell_DLE\CSV_files_raw_nieuwe_structuur\2015\sap4_783\m08 | F:\UPOD\Cell_DLE\CSV_files_raw_nieuwe_structuur\2015\sap4_783\m08\42783az_dlext_20150827_2123_2184.csv | 62
v5 | Full | 3 | 42783az_dlext_20150828_2185_2247.csv | F:\UPOD\Cell_DLE\CSV_files_raw_nieuwe_structuur\2015\sap4_783\m08 | F:\UPOD\Cell_DLE\CSV_files_raw_nieuwe_structuur\2015\sap4_783\m08\42783az_dlext_20150828_2185_2247.csv | 63
v5 | Full | 3 | 42783az_dlext_20150831_2248_2302.csv | F:\UPOD\Cell_DLE\CSV_files_raw_nieuwe_structuur\2015\sap4_783\m08 | F:\UPOD\Cell_DLE\CSV_files_raw_nieuwe_structuur\2015\sap4_783\m08\42783az_dlext_20150831_2248_2302.csv | 55
v5 | Full | 3 | 42783az_dlext_20150901_2303_2384.csv | F:\UPOD\Cell_DLE\CSV_files_raw_nieuwe_structuur\2015\sap4_783\m09 | F:\UPOD\Cell_DLE\CSV_files_raw_nieuwe_structuur\2015\sap4_783\m09\42783az_dlext_20150901_2303_2384.csv | 82
v5 | Full | 3 | 42783az_dlext_20150902_2385_2468.csv | F:\UPOD\Cell_DLE\CSV_files_raw_nieuwe_structuur\2015\sap4_783\m09 | F:\UPOD\Cell_DLE\CSV_files_raw_nieuwe_structuur\2015\sap4_783\m09\42783az_dlext_20150902_2385_2468.csv | 84
v5 | Full | 3 | 42783az_dlext_20150903_2469_2574.csv | F:\UPOD\Cell_DLE\CSV_files_raw_nieuwe_structuur\2015\sap4_783\m09 | F:\UPOD\Cell_DLE\CSV_files_raw_nieuwe_structuur\2015\sap4_783\m09\42783az_dlext_20150903_2469_2574.csv | 106
v5 | Full | 3 | 42783az_dlext_20150904_2575_2675.csv | F:\UPOD\Cell_DLE\CSV_files_raw_nieuwe_structuur\2015\sap4_783\m09 | F:\UPOD\Cell_DLE\CSV_files_raw_nieuwe_structuur\2015\sap4_783\m09\42783az_dlext_20150904_2575_2675.csv | 101
v5 | Full | 3 | 42783az_dlext_20150907_2676_2768.csv | F:\UPOD\Cell_DLE\CSV_files_raw_nieuwe_structuur\2015\sap4_783\m09 | F:\UPOD\Cell_DLE\CSV_files_raw_nieuwe_structuur\2015\sap4_783\m09\42783az_dlext_20150907_2676_2768.csv | 93
v5 | Full | 3 | 42783az_dlext_20150908_2769_2840.csv | F:\UPOD\Cell_DLE\CSV_files_raw_nieuwe_structuur\2015\sap4_783\m09 | F:\UPOD\Cell_DLE\CSV_files_raw_nieuwe_structuur\2015\sap4_783\m09\42783az_dlext_20150908_2769_2840.csv | 72
v5 | Full | 3 | 42783az_dlext_20150909_2841_2919.csv | F:\UPOD\Cell_DLE\CSV_files_raw_nieuwe_structuur\2015\sap4_783\m09 | F:\UPOD\Cell_DLE\CSV_files_raw_nieuwe_structuur\2015\sap4_783\m09\42783az_dlext_20150909_2841_2919.csv | 79
v5 | Full | 3 | 42783az_dlext_20150910_2920_2992.csv | F:\UPOD\Cell_DLE\CSV_files_raw_nieuwe_structuur\2015\sap4_783\m09 | F:\UPOD\Cell_DLE\CSV_files_raw_nieuwe_structuur\2015\sap4_783\m09\42783az_dlext_20150910_2920_2992.csv | 73
v5 | Full | 3 | 42783az_dlext_20150911_2993_3084.csv | F:\UPOD\Cell_DLE\CSV_files_raw_nieuwe_structuur\2015\sap4_783\m09 | F:\UPOD\Cell_DLE\CSV_files_raw_nieuwe_structuur\2015\sap4_783\m09\42783az_dlext_20150911_2993_3084.csv | 92
v5 | Full | 3 | 42783az_dlext_20150914_3085_3189.csv | F:\UPOD\Cell_DLE\CSV_files_raw_nieuwe_structuur\2015\sap4_783\m09 | F:\UPOD\Cell_DLE\CSV_files_raw_nieuwe_structuur\2015\sap4_783\m09\42783az_dlext_20150914_3085_3189.csv | 105
v5 | Full | 3 | 42783az_dlext_20150915_3190_3277.csv | F:\UPOD\Cell_DLE\CSV_files_raw_nieuwe_structuur\2015\sap4_783\m09 | F:\UPOD\Cell_DLE\CSV_files_raw_nieuwe_structuur\2015\sap4_783\m09\42783az_dlext_20150915_3190_3277.csv | 88
v5 | Full | 3 | 42783az_dlext_20150916_3278_3353.csv | F:\UPOD\Cell_DLE\CSV_files_raw_nieuwe_structuur\2015\sap4_783\m09 | F:\UPOD\Cell_DLE\CSV_files_raw_nieuwe_structuur\2015\sap4_783\m09\42783az_dlext_20150916_3278_3353.csv | 76
v5 | Full | 3 | 42783az_dlext_20150917_3354_3427.csv | F:\UPOD\Cell_DLE\CSV_files_raw_nieuwe_structuur\2015\sap4_783\m09 | F:\UPOD\Cell_DLE\CSV_files_raw_nieuwe_structuur\2015\sap4_783\m09\42783az_dlext_20150917_3354_3427.csv | 74
v5 | Full | 3 | 42783az_dlext_20150918_3428_3520.csv | F:\UPOD\Cell_DLE\CSV_files_raw_nieuwe_structuur\2015\sap4_783\m09 | F:\UPOD\Cell_DLE\CSV_files_raw_nieuwe_structuur\2015\sap4_783\m09\42783az_dlext_20150918_3428_3520.csv | 93
v5 | Full | 3 | 42783az_dlext_20150921_3521_3621.csv | F:\UPOD\Cell_DLE\CSV_files_raw_nieuwe_structuur\2015\sap4_783\m09 | F:\UPOD\Cell_DLE\CSV_files_raw_nieuwe_structuur\2015\sap4_783\m09\42783az_dlext_20150921_3521_3621.csv | 101
v5 | Full | 3 | 42783az_dlext_20150922_3622_3708.csv | F:\UPOD\Cell_DLE\CSV_files_raw_nieuwe_structuur\2015\sap4_783\m09 | F:\UPOD\Cell_DLE\CSV_files_raw_nieuwe_structuur\2015\sap4_783\m09\42783az_dlext_20150922_3622_3708.csv | 87
v5 | Full | 3 | 42783az_dlext_20150923_3709_3820.csv | F:\UPOD\Cell_DLE\CSV_files_raw_nieuwe_structuur\2015\sap4_783\m09 | F:\UPOD\Cell_DLE\CSV_files_raw_nieuwe_structuur\2015\sap4_783\m09\42783az_dlext_20150923_3709_3820.csv | 112
v5 | Full | 3 | 42783az_dlext_20150924_3821_3871.csv | F:\UPOD\Cell_DLE\CSV_files_raw_nieuwe_structuur\2015\sap4_783\m09 | F:\UPOD\Cell_DLE\CSV_files_raw_nieuwe_structuur\2015\sap4_783\m09\42783az_dlext_20150924_3821_3871.csv | 51
v5 | Full | 3 | 42783az_dlext_20150925_3872_3951.csv | F:\UPOD\Cell_DLE\CSV_files_raw_nieuwe_structuur\2015\sap4_783\m09 | F:\UPOD\Cell_DLE\CSV_files_raw_nieuwe_structuur\2015\sap4_783\m09\42783az_dlext_20150925_3872_3951.csv | 80
v5 | Full | 3 | 42783az_dlext_20150928_3952_4041.csv | F:\UPOD\Cell_DLE\CSV_files_raw_nieuwe_structuur\2015\sap4_783\m09 | F:\UPOD\Cell_DLE\CSV_files_raw_nieuwe_structuur\2015\sap4_783\m09\42783az_dlext_20150928_3952_4041.csv | 90
v5 | Full | 3 | 42783az_dlext_20150929_4042_4118.csv | F:\UPOD\Cell_DLE\CSV_files_raw_nieuwe_structuur\2015\sap4_783\m09 | F:\UPOD\Cell_DLE\CSV_files_raw_nieuwe_structuur\2015\sap4_783\m09\42783az_dlext_20150929_4042_4118.csv | 77
v5 | Full | 3 | 42783az_dlext_20150930_4119_4198.csv | F:\UPOD\Cell_DLE\CSV_files_raw_nieuwe_structuur\2015\sap4_783\m09 | F:\UPOD\Cell_DLE\CSV_files_raw_nieuwe_structuur\2015\sap4_783\m09\42783az_dlext_20150930_4119_4198.csv | 80
v5 | Full | 3 | 42783az_dlext_20151001_4199_4261.csv | F:\UPOD\Cell_DLE\CSV_files_raw_nieuwe_structuur\2015\sap4_783\m10 | F:\UPOD\Cell_DLE\CSV_files_raw_nieuwe_structuur\2015\sap4_783\m10\42783az_dlext_20151001_4199_4261.csv | 63
v5 | Full | 3 | 42783az_dlext_20151002_4262_4327.csv | F:\UPOD\Cell_DLE\CSV_files_raw_nieuwe_structuur\2015\sap4_783\m10 | F:\UPOD\Cell_DLE\CSV_files_raw_nieuwe_structuur\2015\sap4_783\m10\42783az_dlext_20151002_4262_4327.csv | 66
v5 | Full | 3 | 42783az_dlext_20151005_4328_4407.csv | F:\UPOD\Cell_DLE\CSV_files_raw_nieuwe_structuur\2015\sap4_783\m10 | F:\UPOD\Cell_DLE\CSV_files_raw_nieuwe_structuur\2015\sap4_783\m10\42783az_dlext_20151005_4328_4407.csv | 80
v5 | Full | 3 | 42783az_dlext_20151006_4408_4499.csv | F:\UPOD\Cell_DLE\CSV_files_raw_nieuwe_structuur\2015\sap4_783\m10 | F:\UPOD\Cell_DLE\CSV_files_raw_nieuwe_structuur\2015\sap4_783\m10\42783az_dlext_20151006_4408_4499.csv | 92
v5 | Full | 3 | 42783az_dlext_20151007_4500_4581.csv | F:\UPOD\Cell_DLE\CSV_files_raw_nieuwe_structuur\2015\sap4_783\m10 | F:\UPOD\Cell_DLE\CSV_files_raw_nieuwe_structuur\2015\sap4_783\m10\42783az_dlext_20151007_4500_4581.csv | 82
v5 | Full | 3 | 42783az_dlext_20151008_4582_4655.csv | F:\UPOD\Cell_DLE\CSV_files_raw_nieuwe_structuur\2015\sap4_783\m10 | F:\UPOD\Cell_DLE\CSV_files_raw_nieuwe_structuur\2015\sap4_783\m10\42783az_dlext_20151008_4582_4655.csv | 74
v5 | Full | 3 | 42783az_dlext_20151009_4656_4724.csv | F:\UPOD\Cell_DLE\CSV_files_raw_nieuwe_structuur\2015\sap4_783\m10 | F:\UPOD\Cell_DLE\CSV_files_raw_nieuwe_structuur\2015\sap4_783\m10\42783az_dlext_20151009_4656_4724.csv | 69
v5 | Full | 3 | 42783az_dlext_20151012_4725_4797.csv | F:\UPOD\Cell_DLE\CSV_files_raw_nieuwe_structuur\2015\sap4_783\m10 | F:\UPOD\Cell_DLE\CSV_files_raw_nieuwe_structuur\2015\sap4_783\m10\42783az_dlext_20151012_4725_4797.csv | 73
v5 | Full | 3 | 42783az_dlext_20151013_4798_4876.csv | F:\UPOD\Cell_DLE\CSV_files_raw_nieuwe_structuur\2015\sap4_783\m10 | F:\UPOD\Cell_DLE\CSV_files_raw_nieuwe_structuur\2015\sap4_783\m10\42783az_dlext_20151013_4798_4876.csv | 79
v5 | Full | 3 | 42783az_dlext_20151014_4877_4944.csv | F:\UPOD\Cell_DLE\CSV_files_raw_nieuwe_structuur\2015\sap4_783\m10 | F:\UPOD\Cell_DLE\CSV_files_raw_nieuwe_structuur\2015\sap4_783\m10\42783az_dlext_20151014_4877_4944.csv | 68
v5 | Full | 3 | 42783az_dlext_20151015_4945_5003.csv | F:\UPOD\Cell_DLE\CSV_files_raw_nieuwe_structuur\2015\sap4_783\m10 | F:\UPOD\Cell_DLE\CSV_files_raw_nieuwe_structuur\2015\sap4_783\m10\42783az_dlext_20151015_4945_5003.csv | 59
v5 | Full | 3 | 42783az_dlext_20151016_5004_5082.csv | F:\UPOD\Cell_DLE\CSV_files_raw_nieuwe_structuur\2015\sap4_783\m10 | F:\UPOD\Cell_DLE\CSV_files_raw_nieuwe_structuur\2015\sap4_783\m10\42783az_dlext_20151016_5004_5082.csv | 79
v5 | Full | 3 | 42783az_dlext_20151019_5083_5135.csv | F:\UPOD\Cell_DLE\CSV_files_raw_nieuwe_structuur\2015\sap4_783\m10 | F:\UPOD\Cell_DLE\CSV_files_raw_nieuwe_structuur\2015\sap4_783\m10\42783az_dlext_20151019_5083_5135.csv | 53
v5 | Full | 3 | 42783az_dlext_20151020_5136_5227.csv | F:\UPOD\Cell_DLE\CSV_files_raw_nieuwe_structuur\2015\sap4_783\m10 | F:\UPOD\Cell_DLE\CSV_files_raw_nieuwe_structuur\2015\sap4_783\m10\42783az_dlext_20151020_5136_5227.csv | 92
v5 | Full | 3 | 42783az_dlext_20151021_5228_5305.csv | F:\UPOD\Cell_DLE\CSV_files_raw_nieuwe_structuur\2015\sap4_783\m10 | F:\UPOD\Cell_DLE\CSV_files_raw_nieuwe_structuur\2015\sap4_783\m10\42783az_dlext_20151021_5228_5305.csv | 78
v5 | Full | 3 | 42783az_dlext_20151022_5306_5351.csv | F:\UPOD\Cell_DLE\CSV_files_raw_nieuwe_structuur\2015\sap4_783\m10 | F:\UPOD\Cell_DLE\CSV_files_raw_nieuwe_structuur\2015\sap4_783\m10\42783az_dlext_20151022_5306_5351.csv | 46
v5 | Full | 3 | 42783az_dlext_20151023_5352_5434.csv | F:\UPOD\Cell_DLE\CSV_files_raw_nieuwe_structuur\2015\sap4_783\m10 | F:\UPOD\Cell_DLE\CSV_files_raw_nieuwe_structuur\2015\sap4_783\m10\42783az_dlext_20151023_5352_5434.csv | 83
v5 | Full | 3 | 42783az_dlext_20151026_5435_5510.csv | F:\UPOD\Cell_DLE\CSV_files_raw_nieuwe_structuur\2015\sap4_783\m10 | F:\UPOD\Cell_DLE\CSV_files_raw_nieuwe_structuur\2015\sap4_783\m10\42783az_dlext_20151026_5435_5510.csv | 76
v5 | Full | 3 | 42783az_dlext_20151027_5511_5589.csv | F:\UPOD\Cell_DLE\CSV_files_raw_nieuwe_structuur\2015\sap4_783\m10 | F:\UPOD\Cell_DLE\CSV_files_raw_nieuwe_structuur\2015\sap4_783\m10\42783az_dlext_20151027_5511_5589.csv | 79
v5 | Full | 3 | 42783az_dlext_20151028_5590_5686.csv | F:\UPOD\Cell_DLE\CSV_files_raw_nieuwe_structuur\2015\sap4_783\m10 | F:\UPOD\Cell_DLE\CSV_files_raw_nieuwe_structuur\2015\sap4_783\m10\42783az_dlext_20151028_5590_5686.csv | 97
v5 | Full | 3 | 42783az_dlext_20151029_5687_5770.csv | F:\UPOD\Cell_DLE\CSV_files_raw_nieuwe_structuur\2015\sap4_783\m10 | F:\UPOD\Cell_DLE\CSV_files_raw_nieuwe_structuur\2015\sap4_783\m10\42783az_dlext_20151029_5687_5770.csv | 84
v5 | Full | 3 | 42783az_dlext_20151030_5771_5829.csv | F:\UPOD\Cell_DLE\CSV_files_raw_nieuwe_structuur\2015\sap4_783\m10 | F:\UPOD\Cell_DLE\CSV_files_raw_nieuwe_structuur\2015\sap4_783\m10\42783az_dlext_20151030_5771_5829.csv | 59
v5 | Full | 3 | 42783az_dlext_20151102_5830_5931.csv | F:\UPOD\Cell_DLE\CSV_files_raw_nieuwe_structuur\2015\sap4_783\m11 | F:\UPOD\Cell_DLE\CSV_files_raw_nieuwe_structuur\2015\sap4_783\m11\42783az_dlext_20151102_5830_5931.csv | 102
v5 | Full | 3 | 42783az_dlext_20151103_5932_6007.csv | F:\UPOD\Cell_DLE\CSV_files_raw_nieuwe_structuur\2015\sap4_783\m11 | F:\UPOD\Cell_DLE\CSV_files_raw_nieuwe_structuur\2015\sap4_783\m11\42783az_dlext_20151103_5932_6007.csv | 76
v5 | Full | 3 | 42783az_dlext_20151104_6008_6070.csv | F:\UPOD\Cell_DLE\CSV_files_raw_nieuwe_structuur\2015\sap4_783\m11 | F:\UPOD\Cell_DLE\CSV_files_raw_nieuwe_structuur\2015\sap4_783\m11\42783az_dlext_20151104_6008_6070.csv | 63
v5 | Full | 3 | 42783az_dlext_20151105_6071_6156.csv | F:\UPOD\Cell_DLE\CSV_files_raw_nieuwe_structuur\2015\sap4_783\m11 | F:\UPOD\Cell_DLE\CSV_files_raw_nieuwe_structuur\2015\sap4_783\m11\42783az_dlext_20151105_6071_6156.csv | 86
v5 | Full | 3 | 42783az_dlext_20151106_6157_6251.csv | F:\UPOD\Cell_DLE\CSV_files_raw_nieuwe_structuur\2015\sap4_783\m11 | F:\UPOD\Cell_DLE\CSV_files_raw_nieuwe_structuur\2015\sap4_783\m11\42783az_dlext_20151106_6157_6251.csv | 95
v5 | Full | 3 | 42783az_dlext_20151109_6252_6340.csv | F:\UPOD\Cell_DLE\CSV_files_raw_nieuwe_structuur\2015\sap4_783\m11 | F:\UPOD\Cell_DLE\CSV_files_raw_nieuwe_structuur\2015\sap4_783\m11\42783az_dlext_20151109_6252_6340.csv | 89
v5 | Full | 3 | 42783az_dlext_20151110_6341_6411.csv | F:\UPOD\Cell_DLE\CSV_files_raw_nieuwe_structuur\2015\sap4_783\m11 | F:\UPOD\Cell_DLE\CSV_files_raw_nieuwe_structuur\2015\sap4_783\m11\42783az_dlext_20151110_6341_6411.csv | 71
v5 | Full | 3 | 42783az_dlext_20151111_6412_6494.csv | F:\UPOD\Cell_DLE\CSV_files_raw_nieuwe_structuur\2015\sap4_783\m11 | F:\UPOD\Cell_DLE\CSV_files_raw_nieuwe_structuur\2015\sap4_783\m11\42783az_dlext_20151111_6412_6494.csv | 83
v5 | Full | 3 | 42783az_dlext_20151112_6495_6593.csv | F:\UPOD\Cell_DLE\CSV_files_raw_nieuwe_structuur\2015\sap4_783\m11 | F:\UPOD\Cell_DLE\CSV_files_raw_nieuwe_structuur\2015\sap4_783\m11\42783az_dlext_20151112_6495_6593.csv | 99
v5 | Full | 3 | 42783az_dlext_20151113_6594_6660.csv | F:\UPOD\Cell_DLE\CSV_files_raw_nieuwe_structuur\2015\sap4_783\m11 | F:\UPOD\Cell_DLE\CSV_files_raw_nieuwe_structuur\2015\sap4_783\m11\42783az_dlext_20151113_6594_6660.csv | 67
v5 | Full | 3 | 42783az_dlext_20151116_6661_6740.csv | F:\UPOD\Cell_DLE\CSV_files_raw_nieuwe_structuur\2015\sap4_783\m11 | F:\UPOD\Cell_DLE\CSV_files_raw_nieuwe_structuur\2015\sap4_783\m11\42783az_dlext_20151116_6661_6740.csv | 80
v5 | Full | 3 | 42783az_dlext_20151117_6741_6818.csv | F:\UPOD\Cell_DLE\CSV_files_raw_nieuwe_structuur\2015\sap4_783\m11 | F:\UPOD\Cell_DLE\CSV_files_raw_nieuwe_structuur\2015\sap4_783\m11\42783az_dlext_20151117_6741_6818.csv | 78
v5 | Full | 3 | 42783az_dlext_20151118_6819_6878.csv | F:\UPOD\Cell_DLE\CSV_files_raw_nieuwe_structuur\2015\sap4_783\m11 | F:\UPOD\Cell_DLE\CSV_files_raw_nieuwe_structuur\2015\sap4_783\m11\42783az_dlext_20151118_6819_6878.csv | 60
v5 | Full | 3 | 42783az_dlext_20151119_6879_6947.csv | F:\UPOD\Cell_DLE\CSV_files_raw_nieuwe_structuur\2015\sap4_783\m11 | F:\UPOD\Cell_DLE\CSV_files_raw_nieuwe_structuur\2015\sap4_783\m11\42783az_dlext_20151119_6879_6947.csv | 69
v5 | Full | 3 | 42783az_dlext_20151120_6948_7024.csv | F:\UPOD\Cell_DLE\CSV_files_raw_nieuwe_structuur\2015\sap4_783\m11 | F:\UPOD\Cell_DLE\CSV_files_raw_nieuwe_structuur\2015\sap4_783\m11\42783az_dlext_20151120_6948_7024.csv | 77
v5 | Full | 3 | 42783az_dlext_20151123_7025_7105.csv | F:\UPOD\Cell_DLE\CSV_files_raw_nieuwe_structuur\2015\sap4_783\m11 | F:\UPOD\Cell_DLE\CSV_files_raw_nieuwe_structuur\2015\sap4_783\m11\42783az_dlext_20151123_7025_7105.csv | 81
v5 | Full | 3 | 42783az_dlext_20151124_7106_7192.csv | F:\UPOD\Cell_DLE\CSV_files_raw_nieuwe_structuur\2015\sap4_783\m11 | F:\UPOD\Cell_DLE\CSV_files_raw_nieuwe_structuur\2015\sap4_783\m11\42783az_dlext_20151124_7106_7192.csv | 87
v5 | Full | 3 | 42783az_dlext_20151125_7193_7258.csv | F:\UPOD\Cell_DLE\CSV_files_raw_nieuwe_structuur\2015\sap4_783\m11 | F:\UPOD\Cell_DLE\CSV_files_raw_nieuwe_structuur\2015\sap4_783\m11\42783az_dlext_20151125_7193_7258.csv | 66
v5 | Full | 3 | 42783az_dlext_20151126_7259_7315.csv | F:\UPOD\Cell_DLE\CSV_files_raw_nieuwe_structuur\2015\sap4_783\m11 | F:\UPOD\Cell_DLE\CSV_files_raw_nieuwe_structuur\2015\sap4_783\m11\42783az_dlext_20151126_7259_7315.csv | 57
v5 | Full | 3 | 42783az_dlext_20151127_7316_7400.csv | F:\UPOD\Cell_DLE\CSV_files_raw_nieuwe_structuur\2015\sap4_783\m11 | F:\UPOD\Cell_DLE\CSV_files_raw_nieuwe_structuur\2015\sap4_783\m11\42783az_dlext_20151127_7316_7400.csv | 85
v5 | Full | 3 | 42783az_dlext_20151130_7401_7491.csv | F:\UPOD\Cell_DLE\CSV_files_raw_nieuwe_structuur\2015\sap4_783\m11 | F:\UPOD\Cell_DLE\CSV_files_raw_nieuwe_structuur\2015\sap4_783\m11\42783az_dlext_20151130_7401_7491.csv | 91
v5 | Full | 3 | 42783az_dlext_20151201_7492_7584.csv | F:\UPOD\Cell_DLE\CSV_files_raw_nieuwe_structuur\2015\sap4_783\m12 | F:\UPOD\Cell_DLE\CSV_files_raw_nieuwe_structuur\2015\sap4_783\m12\42783az_dlext_20151201_7492_7584.csv | 93
v5 | Full | 3 | 42783az_dlext_20151202_7585_7669.csv | F:\UPOD\Cell_DLE\CSV_files_raw_nieuwe_structuur\2015\sap4_783\m12 | F:\UPOD\Cell_DLE\CSV_files_raw_nieuwe_structuur\2015\sap4_783\m12\42783az_dlext_20151202_7585_7669.csv | 85
v5 | Full | 3 | 42783az_dlext_20151203_7670_7740.csv | F:\UPOD\Cell_DLE\CSV_files_raw_nieuwe_structuur\2015\sap4_783\m12 | F:\UPOD\Cell_DLE\CSV_files_raw_nieuwe_structuur\2015\sap4_783\m12\42783az_dlext_20151203_7670_7740.csv | 71
v5 | Full | 3 | 42783az_dlext_20151204_7741_7792.csv | F:\UPOD\Cell_DLE\CSV_files_raw_nieuwe_structuur\2015\sap4_783\m12 | F:\UPOD\Cell_DLE\CSV_files_raw_nieuwe_structuur\2015\sap4_783\m12\42783az_dlext_20151204_7741_7792.csv | 52
v5 | Full | 3 | 42783az_dlext_20151207_7793_7856.csv | F:\UPOD\Cell_DLE\CSV_files_raw_nieuwe_structuur\2015\sap4_783\m12 | F:\UPOD\Cell_DLE\CSV_files_raw_nieuwe_structuur\2015\sap4_783\m12\42783az_dlext_20151207_7793_7856.csv | 64
v5 | Full | 3 | 42783az_dlext_20151208_7857_7940.csv | F:\UPOD\Cell_DLE\CSV_files_raw_nieuwe_structuur\2015\sap4_783\m12 | F:\UPOD\Cell_DLE\CSV_files_raw_nieuwe_structuur\2015\sap4_783\m12\42783az_dlext_20151208_7857_7940.csv | 84
v5 | Full | 3 | 42783az_dlext_20151209_7941_8009.csv | F:\UPOD\Cell_DLE\CSV_files_raw_nieuwe_structuur\2015\sap4_783\m12 | F:\UPOD\Cell_DLE\CSV_files_raw_nieuwe_structuur\2015\sap4_783\m12\42783az_dlext_20151209_7941_8009.csv | 69
v5 | Full | 3 | 42783az_dlext_20151210_8010_8084.csv | F:\UPOD\Cell_DLE\CSV_files_raw_nieuwe_structuur\2015\sap4_783\m12 | F:\UPOD\Cell_DLE\CSV_files_raw_nieuwe_structuur\2015\sap4_783\m12\42783az_dlext_20151210_8010_8084.csv | 75
v5 | Full | 3 | 42783az_dlext_20151211_8085_8164.csv | F:\UPOD\Cell_DLE\CSV_files_raw_nieuwe_structuur\2015\sap4_783\m12 | F:\UPOD\Cell_DLE\CSV_files_raw_nieuwe_structuur\2015\sap4_783\m12\42783az_dlext_20151211_8085_8164.csv | 80
v5 | Full | 3 | 42783az_dlext_20151214_8165_8254.csv | F:\UPOD\Cell_DLE\CSV_files_raw_nieuwe_structuur\2015\sap4_783\m12 | F:\UPOD\Cell_DLE\CSV_files_raw_nieuwe_structuur\2015\sap4_783\m12\42783az_dlext_20151214_8165_8254.csv | 90
v5 | Full | 3 | 42783az_dlext_20151215_8255_8336.csv | F:\UPOD\Cell_DLE\CSV_files_raw_nieuwe_structuur\2015\sap4_783\m12 | F:\UPOD\Cell_DLE\CSV_files_raw_nieuwe_structuur\2015\sap4_783\m12\42783az_dlext_20151215_8255_8336.csv | 82
v5 | Full | 3 | 42783az_dlext_20151216_8337_8422.csv | F:\UPOD\Cell_DLE\CSV_files_raw_nieuwe_structuur\2015\sap4_783\m12 | F:\UPOD\Cell_DLE\CSV_files_raw_nieuwe_structuur\2015\sap4_783\m12\42783az_dlext_20151216_8337_8422.csv | 86
v5 | Full | 3 | 42783az_dlext_20151217_8423_8508.csv | F:\UPOD\Cell_DLE\CSV_files_raw_nieuwe_structuur\2015\sap4_783\m12 | F:\UPOD\Cell_DLE\CSV_files_raw_nieuwe_structuur\2015\sap4_783\m12\42783az_dlext_20151217_8423_8508.csv | 86
v5 | Full | 3 | 42783az_dlext_20151218_8509_8586.csv | F:\UPOD\Cell_DLE\CSV_files_raw_nieuwe_structuur\2015\sap4_783\m12 | F:\UPOD\Cell_DLE\CSV_files_raw_nieuwe_structuur\2015\sap4_783\m12\42783az_dlext_20151218_8509_8586.csv | 78
v5 | Full | 3 | 42783az_dlext_20151221_8587_8665.csv | F:\UPOD\Cell_DLE\CSV_files_raw_nieuwe_structuur\2015\sap4_783\m12 | F:\UPOD\Cell_DLE\CSV_files_raw_nieuwe_structuur\2015\sap4_783\m12\42783az_dlext_20151221_8587_8665.csv | 79
v5 | Full | 3 | 42783az_dlext_20151222_8666_8741.csv | F:\UPOD\Cell_DLE\CSV_files_raw_nieuwe_structuur\2015\sap4_783\m12 | F:\UPOD\Cell_DLE\CSV_files_raw_nieuwe_structuur\2015\sap4_783\m12\42783az_dlext_20151222_8666_8741.csv | 76
v5 | Full | 3 | 42783az_dlext_20151223_8742_8802.csv | F:\UPOD\Cell_DLE\CSV_files_raw_nieuwe_structuur\2015\sap4_783\m12 | F:\UPOD\Cell_DLE\CSV_files_raw_nieuwe_structuur\2015\sap4_783\m12\42783az_dlext_20151223_8742_8802.csv | 61
v5 | Full | 3 | 42783az_dlext_20151224_8803_8849.csv | F:\UPOD\Cell_DLE\CSV_files_raw_nieuwe_structuur\2015\sap4_783\m12 | F:\UPOD\Cell_DLE\CSV_files_raw_nieuwe_structuur\2015\sap4_783\m12\42783az_dlext_20151224_8803_8849.csv | 47
v5 | Full | 3 | 42783az_dlext_20151228_8850_8913.csv | F:\UPOD\Cell_DLE\CSV_files_raw_nieuwe_structuur\2015\sap4_783\m12 | F:\UPOD\Cell_DLE\CSV_files_raw_nieuwe_structuur\2015\sap4_783\m12\42783az_dlext_20151228_8850_8913.csv | 64
v5 | Full | 3 | 42783az_dlext_20151229_8914_9000.csv | F:\UPOD\Cell_DLE\CSV_files_raw_nieuwe_structuur\2015\sap4_783\m12 | F:\UPOD\Cell_DLE\CSV_files_raw_nieuwe_structuur\2015\sap4_783\m12\42783az_dlext_20151229_8914_9000.csv | 87
v5 | Full | 3 | 42783az_dlext_20151230_9001_9054.csv | F:\UPOD\Cell_DLE\CSV_files_raw_nieuwe_structuur\2015\sap4_783\m12 | F:\UPOD\Cell_DLE\CSV_files_raw_nieuwe_structuur\2015\sap4_783\m12\42783az_dlext_20151230_9001_9054.csv | 54
v5 | Full | 3 | 42783az_dlext_20151231_9055_9106.csv | F:\UPOD\Cell_DLE\CSV_files_raw_nieuwe_structuur\2015\sap4_783\m12 | F:\UPOD\Cell_DLE\CSV_files_raw_nieuwe_structuur\2015\sap4_783\m12\42783az_dlext_20151231_9055_9106.csv | 52
v5 | Full | 3 | 42783az_dlext_20160104_5517_9193.csv | F:\UPOD\Cell_DLE\CSV_files_raw_nieuwe_structuur\2016\sap4_783\m01 | F:\UPOD\Cell_DLE\CSV_files_raw_nieuwe_structuur\2016\sap4_783\m01\42783az_dlext_20160104_5517_9193.csv | 3677
v5 | Full | 3 | 42783az_dlext_20160105_9194_9289.csv | F:\UPOD\Cell_DLE\CSV_files_raw_nieuwe_structuur\2016\sap4_783\m01 | F:\UPOD\Cell_DLE\CSV_files_raw_nieuwe_structuur\2016\sap4_783\m01\42783az_dlext_20160105_9194_9289.csv | 96
v5 | Full | 3 | 42783az_dlext_20160106_9290_9389.csv | F:\UPOD\Cell_DLE\CSV_files_raw_nieuwe_structuur\2016\sap4_783\m01 | F:\UPOD\Cell_DLE\CSV_files_raw_nieuwe_structuur\2016\sap4_783\m01\42783az_dlext_20160106_9290_9389.csv | 100
v5 | Full | 3 | 42783az_dlext_20160107_9390_9460.csv | F:\UPOD\Cell_DLE\CSV_files_raw_nieuwe_structuur\2016\sap4_783\m01 | F:\UPOD\Cell_DLE\CSV_files_raw_nieuwe_structuur\2016\sap4_783\m01\42783az_dlext_20160107_9390_9460.csv | 71
v5 | Full | 3 | 42783az_dlext_20160108_9461_9547.csv | F:\UPOD\Cell_DLE\CSV_files_raw_nieuwe_structuur\2016\sap4_783\m01 | F:\UPOD\Cell_DLE\CSV_files_raw_nieuwe_structuur\2016\sap4_783\m01\42783az_dlext_20160108_9461_9547.csv | 87
v5 | Full | 3 | 42783az_dlext_20160111_9548_9627.csv | F:\UPOD\Cell_DLE\CSV_files_raw_nieuwe_structuur\2016\sap4_783\m01 | F:\UPOD\Cell_DLE\CSV_files_raw_nieuwe_structuur\2016\sap4_783\m01\42783az_dlext_20160111_9548_9627.csv | 80
v5 | Full | 3 | 42783az_dlext_20160112_9628_9711.csv | F:\UPOD\Cell_DLE\CSV_files_raw_nieuwe_structuur\2016\sap4_783\m01 | F:\UPOD\Cell_DLE\CSV_files_raw_nieuwe_structuur\2016\sap4_783\m01\42783az_dlext_20160112_9628_9711.csv | 84
v5 | Full | 3 | 42783az_dlext_20160113_9712_9797.csv | F:\UPOD\Cell_DLE\CSV_files_raw_nieuwe_structuur\2016\sap4_783\m01 | F:\UPOD\Cell_DLE\CSV_files_raw_nieuwe_structuur\2016\sap4_783\m01\42783az_dlext_20160113_9712_9797.csv | 86
v5 | Full | 3 | 42783az_dlext_20160114_9798_9892.csv | F:\UPOD\Cell_DLE\CSV_files_raw_nieuwe_structuur\2016\sap4_783\m01 | F:\UPOD\Cell_DLE\CSV_files_raw_nieuwe_structuur\2016\sap4_783\m01\42783az_dlext_20160114_9798_9892.csv | 95
v5 | Full | 3 | 42783az_dlext_20160115_9893_9959.csv | F:\UPOD\Cell_DLE\CSV_files_raw_nieuwe_structuur\2016\sap4_783\m01 | F:\UPOD\Cell_DLE\CSV_files_raw_nieuwe_structuur\2016\sap4_783\m01\42783az_dlext_20160115_9893_9959.csv | 67
v5 | Full | 3 | 42783az_dlext_20160118_9960_0046.csv | F:\UPOD\Cell_DLE\CSV_files_raw_nieuwe_structuur\2016\sap4_783\m01 | F:\UPOD\Cell_DLE\CSV_files_raw_nieuwe_structuur\2016\sap4_783\m01\42783az_dlext_20160118_9960_0046.csv | 87
v5 | Full | 3 | 42783az_dlext_20160119_0047_0127.csv | F:\UPOD\Cell_DLE\CSV_files_raw_nieuwe_structuur\2016\sap4_783\m01 | F:\UPOD\Cell_DLE\CSV_files_raw_nieuwe_structuur\2016\sap4_783\m01\42783az_dlext_20160119_0047_0127.csv | 81
v5 | Full | 3 | 42783az_dlext_20160120_0128_0181.csv | F:\UPOD\Cell_DLE\CSV_files_raw_nieuwe_structuur\2016\sap4_783\m01 | F:\UPOD\Cell_DLE\CSV_files_raw_nieuwe_structuur\2016\sap4_783\m01\42783az_dlext_20160120_0128_0181.csv | 54
v5 | Full | 3 | 42783az_dlext_20160121_0182_0246.csv | F:\UPOD\Cell_DLE\CSV_files_raw_nieuwe_structuur\2016\sap4_783\m01 | F:\UPOD\Cell_DLE\CSV_files_raw_nieuwe_structuur\2016\sap4_783\m01\42783az_dlext_20160121_0182_0246.csv | 65
v5 | Full | 3 | 42783az_dlext_20160122_0247_0381.csv | F:\UPOD\Cell_DLE\CSV_files_raw_nieuwe_structuur\2016\sap4_783\m01 | F:\UPOD\Cell_DLE\CSV_files_raw_nieuwe_structuur\2016\sap4_783\m01\42783az_dlext_20160122_0247_0381.csv | 135
v5 | Full | 3 | 42783az_dlext_20160125_0382_0468.csv | F:\UPOD\Cell_DLE\CSV_files_raw_nieuwe_structuur\2016\sap4_783\m01 | F:\UPOD\Cell_DLE\CSV_files_raw_nieuwe_structuur\2016\sap4_783\m01\42783az_dlext_20160125_0382_0468.csv | 87
v5 | Full | 3 | 42783az_dlext_20160126_0469_0538.csv | F:\UPOD\Cell_DLE\CSV_files_raw_nieuwe_structuur\2016\sap4_783\m01 | F:\UPOD\Cell_DLE\CSV_files_raw_nieuwe_structuur\2016\sap4_783\m01\42783az_dlext_20160126_0469_0538.csv | 70
v5 | Full | 3 | 42783az_dlext_20160127_0539_0625.csv | F:\UPOD\Cell_DLE\CSV_files_raw_nieuwe_structuur\2016\sap4_783\m01 | F:\UPOD\Cell_DLE\CSV_files_raw_nieuwe_structuur\2016\sap4_783\m01\42783az_dlext_20160127_0539_0625.csv | 87
v5 | Full | 3 | 42783az_dlext_20160128_0626_0711.csv | F:\UPOD\Cell_DLE\CSV_files_raw_nieuwe_structuur\2016\sap4_783\m01 | F:\UPOD\Cell_DLE\CSV_files_raw_nieuwe_structuur\2016\sap4_783\m01\42783az_dlext_20160128_0626_0711.csv | 86
v5 | Full | 3 | 42783az_dlext_20160129_0712_0776.csv | F:\UPOD\Cell_DLE\CSV_files_raw_nieuwe_structuur\2016\sap4_783\m01 | F:\UPOD\Cell_DLE\CSV_files_raw_nieuwe_structuur\2016\sap4_783\m01\42783az_dlext_20160129_0712_0776.csv | 65
v5 | Full | 3 | 42783az_dlext_20160201_0777_0862.csv | F:\UPOD\Cell_DLE\CSV_files_raw_nieuwe_structuur\2016\sap4_783\m02 | F:\UPOD\Cell_DLE\CSV_files_raw_nieuwe_structuur\2016\sap4_783\m02\42783az_dlext_20160201_0777_0862.csv | 86
v5 | Full | 3 | 42783az_dlext_20160202_0863_0946.csv | F:\UPOD\Cell_DLE\CSV_files_raw_nieuwe_structuur\2016\sap4_783\m02 | F:\UPOD\Cell_DLE\CSV_files_raw_nieuwe_structuur\2016\sap4_783\m02\42783az_dlext_20160202_0863_0946.csv | 84
v5 | Full | 3 | 42783az_dlext_20160203_0947_1026.csv | F:\UPOD\Cell_DLE\CSV_files_raw_nieuwe_structuur\2016\sap4_783\m02 | F:\UPOD\Cell_DLE\CSV_files_raw_nieuwe_structuur\2016\sap4_783\m02\42783az_dlext_20160203_0947_1026.csv | 80
v5 | Full | 3 | 42783az_dlext_20160204_1027_1065.csv | F:\UPOD\Cell_DLE\CSV_files_raw_nieuwe_structuur\2016\sap4_783\m02 | F:\UPOD\Cell_DLE\CSV_files_raw_nieuwe_structuur\2016\sap4_783\m02\42783az_dlext_20160204_1027_1065.csv | 39
v5 | Full | 3 | 42783az_dlext_20160205_1066_1116.csv | F:\UPOD\Cell_DLE\CSV_files_raw_nieuwe_structuur\2016\sap4_783\m02 | F:\UPOD\Cell_DLE\CSV_files_raw_nieuwe_structuur\2016\sap4_783\m02\42783az_dlext_20160205_1066_1116.csv | 51
v5 | Full | 3 | 42783az_dlext_20160208_1117_1217.csv | F:\UPOD\Cell_DLE\CSV_files_raw_nieuwe_structuur\2016\sap4_783\m02 | F:\UPOD\Cell_DLE\CSV_files_raw_nieuwe_structuur\2016\sap4_783\m02\42783az_dlext_20160208_1117_1217.csv | 101
v5 | Full | 3 | 42783az_dlext_20160209_1218_1291.csv | F:\UPOD\Cell_DLE\CSV_files_raw_nieuwe_structuur\2016\sap4_783\m02 | F:\UPOD\Cell_DLE\CSV_files_raw_nieuwe_structuur\2016\sap4_783\m02\42783az_dlext_20160209_1218_1291.csv | 74
v5 | Full | 3 | 42783az_dlext_20160210_1292_1382.csv | F:\UPOD\Cell_DLE\CSV_files_raw_nieuwe_structuur\2016\sap4_783\m02 | F:\UPOD\Cell_DLE\CSV_files_raw_nieuwe_structuur\2016\sap4_783\m02\42783az_dlext_20160210_1292_1382.csv | 91
v5 | Full | 3 | 42783az_dlext_20160211_1383_1446.csv | F:\UPOD\Cell_DLE\CSV_files_raw_nieuwe_structuur\2016\sap4_783\m02 | F:\UPOD\Cell_DLE\CSV_files_raw_nieuwe_structuur\2016\sap4_783\m02\42783az_dlext_20160211_1383_1446.csv | 64
v5 | Full | 3 | 42783az_dlext_20160212_1447_1510.csv | F:\UPOD\Cell_DLE\CSV_files_raw_nieuwe_structuur\2016\sap4_783\m02 | F:\UPOD\Cell_DLE\CSV_files_raw_nieuwe_structuur\2016\sap4_783\m02\42783az_dlext_20160212_1447_1510.csv | 64
v5 | Full | 3 | 42783az_dlext_20160215_1511_1593.csv | F:\UPOD\Cell_DLE\CSV_files_raw_nieuwe_structuur\2016\sap4_783\m02 | F:\UPOD\Cell_DLE\CSV_files_raw_nieuwe_structuur\2016\sap4_783\m02\42783az_dlext_20160215_1511_1593.csv | 83
v5 | Full | 3 | 42783az_dlext_20160216_1594_1662.csv | F:\UPOD\Cell_DLE\CSV_files_raw_nieuwe_structuur\2016\sap4_783\m02 | F:\UPOD\Cell_DLE\CSV_files_raw_nieuwe_structuur\2016\sap4_783\m02\42783az_dlext_20160216_1594_1662.csv | 69
v5 | Full | 3 | 42783az_dlext_20160217_1663_1756.csv | F:\UPOD\Cell_DLE\CSV_files_raw_nieuwe_structuur\2016\sap4_783\m02 | F:\UPOD\Cell_DLE\CSV_files_raw_nieuwe_structuur\2016\sap4_783\m02\42783az_dlext_20160217_1663_1756.csv | 94
v5 | Full | 3 | 42783az_dlext_20160218_1757_1830.csv | F:\UPOD\Cell_DLE\CSV_files_raw_nieuwe_structuur\2016\sap4_783\m02 | F:\UPOD\Cell_DLE\CSV_files_raw_nieuwe_structuur\2016\sap4_783\m02\42783az_dlext_20160218_1757_1830.csv | 74
v5 | Full | 3 | 42783az_dlext_20160219_1831_1907.csv | F:\UPOD\Cell_DLE\CSV_files_raw_nieuwe_structuur\2016\sap4_783\m02 | F:\UPOD\Cell_DLE\CSV_files_raw_nieuwe_structuur\2016\sap4_783\m02\42783az_dlext_20160219_1831_1907.csv | 77
v5 | Full | 3 | 42783az_dlext_20160222_1908_1978.csv | F:\UPOD\Cell_DLE\CSV_files_raw_nieuwe_structuur\2016\sap4_783\m02 | F:\UPOD\Cell_DLE\CSV_files_raw_nieuwe_structuur\2016\sap4_783\m02\42783az_dlext_20160222_1908_1978.csv | 71
v5 | Full | 3 | 42783az_dlext_20160223_1979_2047.csv | F:\UPOD\Cell_DLE\CSV_files_raw_nieuwe_structuur\2016\sap4_783\m02 | F:\UPOD\Cell_DLE\CSV_files_raw_nieuwe_structuur\2016\sap4_783\m02\42783az_dlext_20160223_1979_2047.csv | 69
v5 | Full | 3 | 42783az_dlext_20160224_2048_2120.csv | F:\UPOD\Cell_DLE\CSV_files_raw_nieuwe_structuur\2016\sap4_783\m02 | F:\UPOD\Cell_DLE\CSV_files_raw_nieuwe_structuur\2016\sap4_783\m02\42783az_dlext_20160224_2048_2120.csv | 73
v5 | Full | 3 | 42783az_dlext_20160225_2121_2187.csv | F:\UPOD\Cell_DLE\CSV_files_raw_nieuwe_structuur\2016\sap4_783\m02 | F:\UPOD\Cell_DLE\CSV_files_raw_nieuwe_structuur\2016\sap4_783\m02\42783az_dlext_20160225_2121_2187.csv | 67
v5 | Full | 3 | 42783az_dlext_20160226_2188_2241.csv | F:\UPOD\Cell_DLE\CSV_files_raw_nieuwe_structuur\2016\sap4_783\m02 | F:\UPOD\Cell_DLE\CSV_files_raw_nieuwe_structuur\2016\sap4_783\m02\42783az_dlext_20160226_2188_2241.csv | 54
v5 | Full | 3 | 42783az_dlext_20160229_2242_2315.csv | F:\UPOD\Cell_DLE\CSV_files_raw_nieuwe_structuur\2016\sap4_783\m02 | F:\UPOD\Cell_DLE\CSV_files_raw_nieuwe_structuur\2016\sap4_783\m02\42783az_dlext_20160229_2242_2315.csv | 74
v5 | Full | 3 | 42783az_dlext_20160301_2316_2377.csv | F:\UPOD\Cell_DLE\CSV_files_raw_nieuwe_structuur\2016\sap4_783\m03 | F:\UPOD\Cell_DLE\CSV_files_raw_nieuwe_structuur\2016\sap4_783\m03\42783az_dlext_20160301_2316_2377.csv | 62
v5 | Full | 3 | 42783az_dlext_20160302_2378_2450.csv | F:\UPOD\Cell_DLE\CSV_files_raw_nieuwe_structuur\2016\sap4_783\m03 | F:\UPOD\Cell_DLE\CSV_files_raw_nieuwe_structuur\2016\sap4_783\m03\42783az_dlext_20160302_2378_2450.csv | 73
v5 | Full | 3 | 42783az_dlext_20160303_2451_2511.csv | F:\UPOD\Cell_DLE\CSV_files_raw_nieuwe_structuur\2016\sap4_783\m03 | F:\UPOD\Cell_DLE\CSV_files_raw_nieuwe_structuur\2016\sap4_783\m03\42783az_dlext_20160303_2451_2511.csv | 61
v5 | Full | 3 | 42783az_dlext_20160304_2512_2581.csv | F:\UPOD\Cell_DLE\CSV_files_raw_nieuwe_structuur\2016\sap4_783\m03 | F:\UPOD\Cell_DLE\CSV_files_raw_nieuwe_structuur\2016\sap4_783\m03\42783az_dlext_20160304_2512_2581.csv | 70
v5 | Full | 3 | 42783az_dlext_20160307_2582_2669.csv | F:\UPOD\Cell_DLE\CSV_files_raw_nieuwe_structuur\2016\sap4_783\m03 | F:\UPOD\Cell_DLE\CSV_files_raw_nieuwe_structuur\2016\sap4_783\m03\42783az_dlext_20160307_2582_2669.csv | 88
v5 | Full | 3 | 42783az_dlext_20160308_2670_2729.csv | F:\UPOD\Cell_DLE\CSV_files_raw_nieuwe_structuur\2016\sap4_783\m03 | F:\UPOD\Cell_DLE\CSV_files_raw_nieuwe_structuur\2016\sap4_783\m03\42783az_dlext_20160308_2670_2729.csv | 60
v5 | Full | 3 | 42783az_dlext_20160309_2730_2827.csv | F:\UPOD\Cell_DLE\CSV_files_raw_nieuwe_structuur\2016\sap4_783\m03 | F:\UPOD\Cell_DLE\CSV_files_raw_nieuwe_structuur\2016\sap4_783\m03\42783az_dlext_20160309_2730_2827.csv | 98
v5 | Full | 3 | 42783az_dlext_20160310_2828_2905.csv | F:\UPOD\Cell_DLE\CSV_files_raw_nieuwe_structuur\2016\sap4_783\m03 | F:\UPOD\Cell_DLE\CSV_files_raw_nieuwe_structuur\2016\sap4_783\m03\42783az_dlext_20160310_2828_2905.csv | 78
v5 | Full | 3 | 42783az_dlext_20160311_2906_2997.csv | F:\UPOD\Cell_DLE\CSV_files_raw_nieuwe_structuur\2016\sap4_783\m03 | F:\UPOD\Cell_DLE\CSV_files_raw_nieuwe_structuur\2016\sap4_783\m03\42783az_dlext_20160311_2906_2997.csv | 92
v5 | Full | 3 | 42783az_dlext_20160314_2998_3082.csv | F:\UPOD\Cell_DLE\CSV_files_raw_nieuwe_structuur\2016\sap4_783\m03 | F:\UPOD\Cell_DLE\CSV_files_raw_nieuwe_structuur\2016\sap4_783\m03\42783az_dlext_20160314_2998_3082.csv | 85
v5 | Full | 3 | 42783az_dlext_20160315_3083_3150.csv | F:\UPOD\Cell_DLE\CSV_files_raw_nieuwe_structuur\2016\sap4_783\m03 | F:\UPOD\Cell_DLE\CSV_files_raw_nieuwe_structuur\2016\sap4_783\m03\42783az_dlext_20160315_3083_3150.csv | 68
v5 | Full | 3 | 42783az_dlext_20160316_3151_3236.csv | F:\UPOD\Cell_DLE\CSV_files_raw_nieuwe_structuur\2016\sap4_783\m03 | F:\UPOD\Cell_DLE\CSV_files_raw_nieuwe_structuur\2016\sap4_783\m03\42783az_dlext_20160316_3151_3236.csv | 86
v5 | Full | 3 | 42783az_dlext_20160317_3237_3332.csv | F:\UPOD\Cell_DLE\CSV_files_raw_nieuwe_structuur\2016\sap4_783\m03 | F:\UPOD\Cell_DLE\CSV_files_raw_nieuwe_structuur\2016\sap4_783\m03\42783az_dlext_20160317_3237_3332.csv | 96
v5 | Full | 3 | 42783az_dlext_20160318_3333_3420.csv | F:\UPOD\Cell_DLE\CSV_files_raw_nieuwe_structuur\2016\sap4_783\m03 | F:\UPOD\Cell_DLE\CSV_files_raw_nieuwe_structuur\2016\sap4_783\m03\42783az_dlext_20160318_3333_3420.csv | 88
v5 | Full | 3 | 42783az_dlext_20160319_3421_3423.csv | F:\UPOD\Cell_DLE\CSV_files_raw_nieuwe_structuur\2016\sap4_783\m03 | F:\UPOD\Cell_DLE\CSV_files_raw_nieuwe_structuur\2016\sap4_783\m03\42783az_dlext_20160319_3421_3423.csv | 3
v5 | Full | 3 | 42783az_dlext_20160321_3424_3501.csv | F:\UPOD\Cell_DLE\CSV_files_raw_nieuwe_structuur\2016\sap4_783\m03 | F:\UPOD\Cell_DLE\CSV_files_raw_nieuwe_structuur\2016\sap4_783\m03\42783az_dlext_20160321_3424_3501.csv | 78
v5 | Full | 3 | 42783az_dlext_20160322_3502_3585.csv | F:\UPOD\Cell_DLE\CSV_files_raw_nieuwe_structuur\2016\sap4_783\m03 | F:\UPOD\Cell_DLE\CSV_files_raw_nieuwe_structuur\2016\sap4_783\m03\42783az_dlext_20160322_3502_3585.csv | 84
v5 | Full | 3 | 42783az_dlext_20160323_3586_3703.csv | F:\UPOD\Cell_DLE\CSV_files_raw_nieuwe_structuur\2016\sap4_783\m03 | F:\UPOD\Cell_DLE\CSV_files_raw_nieuwe_structuur\2016\sap4_783\m03\42783az_dlext_20160323_3586_3703.csv | 118
v5 | Full | 3 | 42783az_dlext_20160324_3704_3794.csv | F:\UPOD\Cell_DLE\CSV_files_raw_nieuwe_structuur\2016\sap4_783\m03 | F:\UPOD\Cell_DLE\CSV_files_raw_nieuwe_structuur\2016\sap4_783\m03\42783az_dlext_20160324_3704_3794.csv | 91
v5 | Full | 3 | 42783az_dlext_20160329_3795_3899.csv | F:\UPOD\Cell_DLE\CSV_files_raw_nieuwe_structuur\2016\sap4_783\m03 | F:\UPOD\Cell_DLE\CSV_files_raw_nieuwe_structuur\2016\sap4_783\m03\42783az_dlext_20160329_3795_3899.csv | 105
v5 | Full | 3 | 42783az_dlext_20160330_3900_3996.csv | F:\UPOD\Cell_DLE\CSV_files_raw_nieuwe_structuur\2016\sap4_783\m03 | F:\UPOD\Cell_DLE\CSV_files_raw_nieuwe_structuur\2016\sap4_783\m03\42783az_dlext_20160330_3900_3996.csv | 97
v5 | Full | 3 | 42783az_dlext_20160331_3997_4071.csv | F:\UPOD\Cell_DLE\CSV_files_raw_nieuwe_structuur\2016\sap4_783\m03 | F:\UPOD\Cell_DLE\CSV_files_raw_nieuwe_structuur\2016\sap4_783\m03\42783az_dlext_20160331_3997_4071.csv | 75
v5 | Full | 3 | 42783az_dlext_20160401_4072_4147.csv | F:\UPOD\Cell_DLE\CSV_files_raw_nieuwe_structuur\2016\sap4_783\m04 | F:\UPOD\Cell_DLE\CSV_files_raw_nieuwe_structuur\2016\sap4_783\m04\42783az_dlext_20160401_4072_4147.csv | 76
v5 | Full | 3 | 42783az_dlext_20160404_4148_4211.csv | F:\UPOD\Cell_DLE\CSV_files_raw_nieuwe_structuur\2016\sap4_783\m04 | F:\UPOD\Cell_DLE\CSV_files_raw_nieuwe_structuur\2016\sap4_783\m04\42783az_dlext_20160404_4148_4211.csv | 64
v5 | Full | 3 | 42783az_dlext_20160405_4212_4311.csv | F:\UPOD\Cell_DLE\CSV_files_raw_nieuwe_structuur\2016\sap4_783\m04 | F:\UPOD\Cell_DLE\CSV_files_raw_nieuwe_structuur\2016\sap4_783\m04\42783az_dlext_20160405_4212_4311.csv | 100
v5 | Full | 3 | 42783az_dlext_20160406_4312_4393.csv | F:\UPOD\Cell_DLE\CSV_files_raw_nieuwe_structuur\2016\sap4_783\m04 | F:\UPOD\Cell_DLE\CSV_files_raw_nieuwe_structuur\2016\sap4_783\m04\42783az_dlext_20160406_4312_4393.csv | 82
v5 | Full | 3 | 42783az_dlext_20160407_4394_4479.csv | F:\UPOD\Cell_DLE\CSV_files_raw_nieuwe_structuur\2016\sap4_783\m04 | F:\UPOD\Cell_DLE\CSV_files_raw_nieuwe_structuur\2016\sap4_783\m04\42783az_dlext_20160407_4394_4479.csv | 86
v5 | Full | 3 | 42783az_dlext_20160408_4480_4566.csv | F:\UPOD\Cell_DLE\CSV_files_raw_nieuwe_structuur\2016\sap4_783\m04 | F:\UPOD\Cell_DLE\CSV_files_raw_nieuwe_structuur\2016\sap4_783\m04\42783az_dlext_20160408_4480_4566.csv | 87
v5 | Full | 3 | 42783az_dlext_20160411_4567_4656.csv | F:\UPOD\Cell_DLE\CSV_files_raw_nieuwe_structuur\2016\sap4_783\m04 | F:\UPOD\Cell_DLE\CSV_files_raw_nieuwe_structuur\2016\sap4_783\m04\42783az_dlext_20160411_4567_4656.csv | 90
v5 | Full | 3 | 42783az_dlext_20160412_4657_4731.csv | F:\UPOD\Cell_DLE\CSV_files_raw_nieuwe_structuur\2016\sap4_783\m04 | F:\UPOD\Cell_DLE\CSV_files_raw_nieuwe_structuur\2016\sap4_783\m04\42783az_dlext_20160412_4657_4731.csv | 75
v5 | Full | 3 | 42783az_dlext_20160413_4732_4831.csv | F:\UPOD\Cell_DLE\CSV_files_raw_nieuwe_structuur\2016\sap4_783\m04 | F:\UPOD\Cell_DLE\CSV_files_raw_nieuwe_structuur\2016\sap4_783\m04\42783az_dlext_20160413_4732_4831.csv | 100
v5 | Full | 3 | 42783az_dlext_20160414_4832_4968.csv | F:\UPOD\Cell_DLE\CSV_files_raw_nieuwe_structuur\2016\sap4_783\m04 | F:\UPOD\Cell_DLE\CSV_files_raw_nieuwe_structuur\2016\sap4_783\m04\42783az_dlext_20160414_4832_4968.csv | 137
v5 | Full | 3 | 42783az_dlext_20160415_4969_5036.csv | F:\UPOD\Cell_DLE\CSV_files_raw_nieuwe_structuur\2016\sap4_783\m04 | F:\UPOD\Cell_DLE\CSV_files_raw_nieuwe_structuur\2016\sap4_783\m04\42783az_dlext_20160415_4969_5036.csv | 68
v5 | Full | 3 | 42783az_dlext_20160418_5037_5116.csv | F:\UPOD\Cell_DLE\CSV_files_raw_nieuwe_structuur\2016\sap4_783\m04 | F:\UPOD\Cell_DLE\CSV_files_raw_nieuwe_structuur\2016\sap4_783\m04\42783az_dlext_20160418_5037_5116.csv | 80
v5 | Full | 3 | 42783az_dlext_20160419_5117_5198.csv | F:\UPOD\Cell_DLE\CSV_files_raw_nieuwe_structuur\2016\sap4_783\m04 | F:\UPOD\Cell_DLE\CSV_files_raw_nieuwe_structuur\2016\sap4_783\m04\42783az_dlext_20160419_5117_5198.csv | 82
v5 | Full | 3 | 42783az_dlext_20160420_5199_5285.csv | F:\UPOD\Cell_DLE\CSV_files_raw_nieuwe_structuur\2016\sap4_783\m04 | F:\UPOD\Cell_DLE\CSV_files_raw_nieuwe_structuur\2016\sap4_783\m04\42783az_dlext_20160420_5199_5285.csv | 87
v5 | Full | 3 | 42783az_dlext_20160421_5286_5354.csv | F:\UPOD\Cell_DLE\CSV_files_raw_nieuwe_structuur\2016\sap4_783\m04 | F:\UPOD\Cell_DLE\CSV_files_raw_nieuwe_structuur\2016\sap4_783\m04\42783az_dlext_20160421_5286_5354.csv | 69
v5 | Full | 3 | 42783az_dlext_20160422_5355_5432.csv | F:\UPOD\Cell_DLE\CSV_files_raw_nieuwe_structuur\2016\sap4_783\m04 | F:\UPOD\Cell_DLE\CSV_files_raw_nieuwe_structuur\2016\sap4_783\m04\42783az_dlext_20160422_5355_5432.csv | 78
v5 | Full | 3 | 42783az_dlext_20160425_5433_5504.csv | F:\UPOD\Cell_DLE\CSV_files_raw_nieuwe_structuur\2016\sap4_783\m04 | F:\UPOD\Cell_DLE\CSV_files_raw_nieuwe_structuur\2016\sap4_783\m04\42783az_dlext_20160425_5433_5504.csv | 72
v5 | Full | 3 | 42783az_dlext_20160426_5505_5595.csv | F:\UPOD\Cell_DLE\CSV_files_raw_nieuwe_structuur\2016\sap4_783\m04 | F:\UPOD\Cell_DLE\CSV_files_raw_nieuwe_structuur\2016\sap4_783\m04\42783az_dlext_20160426_5505_5595.csv | 91
v5 | Full | 3 | 42783az_dlext_20160428_5596_5683.csv | F:\UPOD\Cell_DLE\CSV_files_raw_nieuwe_structuur\2016\sap4_783\m04 | F:\UPOD\Cell_DLE\CSV_files_raw_nieuwe_structuur\2016\sap4_783\m04\42783az_dlext_20160428_5596_5683.csv | 88
v5 | Full | 3 | 42783az_dlext_20160429_5684_5755.csv | F:\UPOD\Cell_DLE\CSV_files_raw_nieuwe_structuur\2016\sap4_783\m04 | F:\UPOD\Cell_DLE\CSV_files_raw_nieuwe_structuur\2016\sap4_783\m04\42783az_dlext_20160429_5684_5755.csv | 72
v5 | Full | 3 | 42783az_dlext_20160502_5756_5836.csv | F:\UPOD\Cell_DLE\CSV_files_raw_nieuwe_structuur\2016\sap4_783\m05 | F:\UPOD\Cell_DLE\CSV_files_raw_nieuwe_structuur\2016\sap4_783\m05\42783az_dlext_20160502_5756_5836.csv | 81
v5 | Full | 3 | 42783az_dlext_20160503_5837_5921.csv | F:\UPOD\Cell_DLE\CSV_files_raw_nieuwe_structuur\2016\sap4_783\m05 | F:\UPOD\Cell_DLE\CSV_files_raw_nieuwe_structuur\2016\sap4_783\m05\42783az_dlext_20160503_5837_5921.csv | 85
v5 | Full | 3 | 42783az_dlext_20160504_5922_6025.csv | F:\UPOD\Cell_DLE\CSV_files_raw_nieuwe_structuur\2016\sap4_783\m05 | F:\UPOD\Cell_DLE\CSV_files_raw_nieuwe_structuur\2016\sap4_783\m05\42783az_dlext_20160504_5922_6025.csv | 104
v5 | Full | 3 | 42783az_dlext_20160509_6026_6129.csv | F:\UPOD\Cell_DLE\CSV_files_raw_nieuwe_structuur\2016\sap4_783\m05 | F:\UPOD\Cell_DLE\CSV_files_raw_nieuwe_structuur\2016\sap4_783\m05\42783az_dlext_20160509_6026_6129.csv | 104
v5 | Full | 3 | 42783az_dlext_20160510_6130_6264.csv | F:\UPOD\Cell_DLE\CSV_files_raw_nieuwe_structuur\2016\sap4_783\m05 | F:\UPOD\Cell_DLE\CSV_files_raw_nieuwe_structuur\2016\sap4_783\m05\42783az_dlext_20160510_6130_6264.csv | 135
v5 | Full | 3 | 42783az_dlext_20160511_6265_6353.csv | F:\UPOD\Cell_DLE\CSV_files_raw_nieuwe_structuur\2016\sap4_783\m05 | F:\UPOD\Cell_DLE\CSV_files_raw_nieuwe_structuur\2016\sap4_783\m05\42783az_dlext_20160511_6265_6353.csv | 89
v5 | Full | 3 | 42783az_dlext_20160512_6354_6445.csv | F:\UPOD\Cell_DLE\CSV_files_raw_nieuwe_structuur\2016\sap4_783\m05 | F:\UPOD\Cell_DLE\CSV_files_raw_nieuwe_structuur\2016\sap4_783\m05\42783az_dlext_20160512_6354_6445.csv | 92
v5 | Full | 3 | 42783az_dlext_20160513_6446_6511.csv | F:\UPOD\Cell_DLE\CSV_files_raw_nieuwe_structuur\2016\sap4_783\m05 | F:\UPOD\Cell_DLE\CSV_files_raw_nieuwe_structuur\2016\sap4_783\m05\42783az_dlext_20160513_6446_6511.csv | 66
v5 | Full | 3 | 42783az_dlext_20160517_6512_6596.csv | F:\UPOD\Cell_DLE\CSV_files_raw_nieuwe_structuur\2016\sap4_783\m05 | F:\UPOD\Cell_DLE\CSV_files_raw_nieuwe_structuur\2016\sap4_783\m05\42783az_dlext_20160517_6512_6596.csv | 85
v5 | Full | 3 | 42783az_dlext_20160518_6597_6707.csv | F:\UPOD\Cell_DLE\CSV_files_raw_nieuwe_structuur\2016\sap4_783\m05 | F:\UPOD\Cell_DLE\CSV_files_raw_nieuwe_structuur\2016\sap4_783\m05\42783az_dlext_20160518_6597_6707.csv | 111
v5 | Full | 3 | 42783az_dlext_20160519_6708_6773.csv | F:\UPOD\Cell_DLE\CSV_files_raw_nieuwe_structuur\2016\sap4_783\m05 | F:\UPOD\Cell_DLE\CSV_files_raw_nieuwe_structuur\2016\sap4_783\m05\42783az_dlext_20160519_6708_6773.csv | 66
v5 | Full | 3 | 42783az_dlext_20160520_6774_6844.csv | F:\UPOD\Cell_DLE\CSV_files_raw_nieuwe_structuur\2016\sap4_783\m05 | F:\UPOD\Cell_DLE\CSV_files_raw_nieuwe_structuur\2016\sap4_783\m05\42783az_dlext_20160520_6774_6844.csv | 71
v5 | Full | 3 | 42783az_dlext_20160523_6845_6936.csv | F:\UPOD\Cell_DLE\CSV_files_raw_nieuwe_structuur\2016\sap4_783\m05 | F:\UPOD\Cell_DLE\CSV_files_raw_nieuwe_structuur\2016\sap4_783\m05\42783az_dlext_20160523_6845_6936.csv | 92
v5 | Full | 3 | 42783az_dlext_20160524_6937_7018.csv | F:\UPOD\Cell_DLE\CSV_files_raw_nieuwe_structuur\2016\sap4_783\m05 | F:\UPOD\Cell_DLE\CSV_files_raw_nieuwe_structuur\2016\sap4_783\m05\42783az_dlext_20160524_6937_7018.csv | 82
v5 | Full | 3 | 42783az_dlext_20160525_7019_7104.csv | F:\UPOD\Cell_DLE\CSV_files_raw_nieuwe_structuur\2016\sap4_783\m05 | F:\UPOD\Cell_DLE\CSV_files_raw_nieuwe_structuur\2016\sap4_783\m05\42783az_dlext_20160525_7019_7104.csv | 86
v5 | Full | 3 | 42783az_dlext_20160526_7105_7189.csv | F:\UPOD\Cell_DLE\CSV_files_raw_nieuwe_structuur\2016\sap4_783\m05 | F:\UPOD\Cell_DLE\CSV_files_raw_nieuwe_structuur\2016\sap4_783\m05\42783az_dlext_20160526_7105_7189.csv | 85
v5 | Full | 3 | 42783az_dlext_20160527_7190_7262.csv | F:\UPOD\Cell_DLE\CSV_files_raw_nieuwe_structuur\2016\sap4_783\m05 | F:\UPOD\Cell_DLE\CSV_files_raw_nieuwe_structuur\2016\sap4_783\m05\42783az_dlext_20160527_7190_7262.csv | 73
v5 | Full | 3 | 42783az_dlext_20160530_7263_7350.csv | F:\UPOD\Cell_DLE\CSV_files_raw_nieuwe_structuur\2016\sap4_783\m05 | F:\UPOD\Cell_DLE\CSV_files_raw_nieuwe_structuur\2016\sap4_783\m05\42783az_dlext_20160530_7263_7350.csv | 88
v5 | Full | 3 | 42783az_dlext_20160531_7351_7432.csv | F:\UPOD\Cell_DLE\CSV_files_raw_nieuwe_structuur\2016\sap4_783\m05 | F:\UPOD\Cell_DLE\CSV_files_raw_nieuwe_structuur\2016\sap4_783\m05\42783az_dlext_20160531_7351_7432.csv | 82
v5 | Full | 3 | 42783az_dlext_20160601_7433_7522.csv | F:\UPOD\Cell_DLE\CSV_files_raw_nieuwe_structuur\2016\sap4_783\m06 | F:\UPOD\Cell_DLE\CSV_files_raw_nieuwe_structuur\2016\sap4_783\m06\42783az_dlext_20160601_7433_7522.csv | 90
v5 | Full | 3 | 42783az_dlext_20160602_7523_7605.csv | F:\UPOD\Cell_DLE\CSV_files_raw_nieuwe_structuur\2016\sap4_783\m06 | F:\UPOD\Cell_DLE\CSV_files_raw_nieuwe_structuur\2016\sap4_783\m06\42783az_dlext_20160602_7523_7605.csv | 83
v5 | Full | 3 | 42783az_dlext_20160603_7606_7665.csv | F:\UPOD\Cell_DLE\CSV_files_raw_nieuwe_structuur\2016\sap4_783\m06 | F:\UPOD\Cell_DLE\CSV_files_raw_nieuwe_structuur\2016\sap4_783\m06\42783az_dlext_20160603_7606_7665.csv | 60
v5 | Full | 3 | 42783az_dlext_20160606_7666_7743.csv | F:\UPOD\Cell_DLE\CSV_files_raw_nieuwe_structuur\2016\sap4_783\m06 | F:\UPOD\Cell_DLE\CSV_files_raw_nieuwe_structuur\2016\sap4_783\m06\42783az_dlext_20160606_7666_7743.csv | 78
v5 | Full | 3 | 42783az_dlext_20160607_7744_7812.csv | F:\UPOD\Cell_DLE\CSV_files_raw_nieuwe_structuur\2016\sap4_783\m06 | F:\UPOD\Cell_DLE\CSV_files_raw_nieuwe_structuur\2016\sap4_783\m06\42783az_dlext_20160607_7744_7812.csv | 69
v5 | Full | 3 | 42783az_dlext_20160608_7813_7882.csv | F:\UPOD\Cell_DLE\CSV_files_raw_nieuwe_structuur\2016\sap4_783\m06 | F:\UPOD\Cell_DLE\CSV_files_raw_nieuwe_structuur\2016\sap4_783\m06\42783az_dlext_20160608_7813_7882.csv | 70
v5 | Full | 3 | 42783az_dlext_20160609_7883_7970.csv | F:\UPOD\Cell_DLE\CSV_files_raw_nieuwe_structuur\2016\sap4_783\m06 | F:\UPOD\Cell_DLE\CSV_files_raw_nieuwe_structuur\2016\sap4_783\m06\42783az_dlext_20160609_7883_7970.csv | 88
v5 | Full | 3 | 42783az_dlext_20160610_7971_8030.csv | F:\UPOD\Cell_DLE\CSV_files_raw_nieuwe_structuur\2016\sap4_783\m06 | F:\UPOD\Cell_DLE\CSV_files_raw_nieuwe_structuur\2016\sap4_783\m06\42783az_dlext_20160610_7971_8030.csv | 60
v5 | Full | 3 | 42783az_dlext_20160613_8031_8089.csv | F:\UPOD\Cell_DLE\CSV_files_raw_nieuwe_structuur\2016\sap4_783\m06 | F:\UPOD\Cell_DLE\CSV_files_raw_nieuwe_structuur\2016\sap4_783\m06\42783az_dlext_20160613_8031_8089.csv | 59
v5 | Full | 3 | 42783az_dlext_20160614_8090_8163.csv | F:\UPOD\Cell_DLE\CSV_files_raw_nieuwe_structuur\2016\sap4_783\m06 | F:\UPOD\Cell_DLE\CSV_files_raw_nieuwe_structuur\2016\sap4_783\m06\42783az_dlext_20160614_8090_8163.csv | 74
v5 | Full | 3 | 42783az_dlext_20160615_8164_8230.csv | F:\UPOD\Cell_DLE\CSV_files_raw_nieuwe_structuur\2016\sap4_783\m06 | F:\UPOD\Cell_DLE\CSV_files_raw_nieuwe_structuur\2016\sap4_783\m06\42783az_dlext_20160615_8164_8230.csv | 67
v5 | Full | 3 | 42783az_dlext_20160616_8231_8332.csv | F:\UPOD\Cell_DLE\CSV_files_raw_nieuwe_structuur\2016\sap4_783\m06 | F:\UPOD\Cell_DLE\CSV_files_raw_nieuwe_structuur\2016\sap4_783\m06\42783az_dlext_20160616_8231_8332.csv | 102
v5 | Full | 3 | 42783az_dlext_20160617_8333_8414.csv | F:\UPOD\Cell_DLE\CSV_files_raw_nieuwe_structuur\2016\sap4_783\m06 | F:\UPOD\Cell_DLE\CSV_files_raw_nieuwe_structuur\2016\sap4_783\m06\42783az_dlext_20160617_8333_8414.csv | 82
v5 | Full | 3 | 42783az_dlext_20160620_8415_8503.csv | F:\UPOD\Cell_DLE\CSV_files_raw_nieuwe_structuur\2016\sap4_783\m06 | F:\UPOD\Cell_DLE\CSV_files_raw_nieuwe_structuur\2016\sap4_783\m06\42783az_dlext_20160620_8415_8503.csv | 89
v5 | Full | 3 | 42783az_dlext_20160621_8504_8585.csv | F:\UPOD\Cell_DLE\CSV_files_raw_nieuwe_structuur\2016\sap4_783\m06 | F:\UPOD\Cell_DLE\CSV_files_raw_nieuwe_structuur\2016\sap4_783\m06\42783az_dlext_20160621_8504_8585.csv | 82
v5 | Full | 3 | 42783az_dlext_20160622_8586_8659.csv | F:\UPOD\Cell_DLE\CSV_files_raw_nieuwe_structuur\2016\sap4_783\m06 | F:\UPOD\Cell_DLE\CSV_files_raw_nieuwe_structuur\2016\sap4_783\m06\42783az_dlext_20160622_8586_8659.csv | 74
v5 | Full | 3 | 42783az_dlext_20160623_8660_8759.csv | F:\UPOD\Cell_DLE\CSV_files_raw_nieuwe_structuur\2016\sap4_783\m06 | F:\UPOD\Cell_DLE\CSV_files_raw_nieuwe_structuur\2016\sap4_783\m06\42783az_dlext_20160623_8660_8759.csv | 100
v5 | Full | 3 | 42783az_dlext_20160624_8760_8823.csv | F:\UPOD\Cell_DLE\CSV_files_raw_nieuwe_structuur\2016\sap4_783\m06 | F:\UPOD\Cell_DLE\CSV_files_raw_nieuwe_structuur\2016\sap4_783\m06\42783az_dlext_20160624_8760_8823.csv | 64
v5 | Full | 3 | 42783az_dlext_20160627_8824_8903.csv | F:\UPOD\Cell_DLE\CSV_files_raw_nieuwe_structuur\2016\sap4_783\m06 | F:\UPOD\Cell_DLE\CSV_files_raw_nieuwe_structuur\2016\sap4_783\m06\42783az_dlext_20160627_8824_8903.csv | 80
v5 | Full | 3 | 42783az_dlext_20160628_8904_8984.csv | F:\UPOD\Cell_DLE\CSV_files_raw_nieuwe_structuur\2016\sap4_783\m06 | F:\UPOD\Cell_DLE\CSV_files_raw_nieuwe_structuur\2016\sap4_783\m06\42783az_dlext_20160628_8904_8984.csv | 80
v5 | Full | 3 | 42783az_dlext_20160629_8985_9074.csv | F:\UPOD\Cell_DLE\CSV_files_raw_nieuwe_structuur\2016\sap4_783\m06 | F:\UPOD\Cell_DLE\CSV_files_raw_nieuwe_structuur\2016\sap4_783\m06\42783az_dlext_20160629_8985_9074.csv | 90
v5 | Full | 3 | 42783az_dlext_20160630_9075_9160.csv | F:\UPOD\Cell_DLE\CSV_files_raw_nieuwe_structuur\2016\sap4_783\m06 | F:\UPOD\Cell_DLE\CSV_files_raw_nieuwe_structuur\2016\sap4_783\m06\42783az_dlext_20160630_9075_9160.csv | 86
v5 | Full | 3 | s-005_dlext_20140110_2822_2824.csv | F:\UPOD\Cell_DLE\CSV_files_raw_nieuwe_structuur\2014\sap5_re\m01 | F:\UPOD\Cell_DLE\CSV_files_raw_nieuwe_structuur\2014\sap5_re\m01\s-005_dlext_20140110_2822_2824.csv | 3
v5 | Full | 3 | s-005_dlext_20140112_2825_2828.csv | F:\UPOD\Cell_DLE\CSV_files_raw_nieuwe_structuur\2014\sap5_re\m01 | F:\UPOD\Cell_DLE\CSV_files_raw_nieuwe_structuur\2014\sap5_re\m01\s-005_dlext_20140112_2825_2828.csv | 4
v5 | Full | 3 | s-005_dlext_20140113_2829_2840.csv | F:\UPOD\Cell_DLE\CSV_files_raw_nieuwe_structuur\2014\sap5_re\m01 | F:\UPOD\Cell_DLE\CSV_files_raw_nieuwe_structuur\2014\sap5_re\m01\s-005_dlext_20140113_2829_2840.csv | 12
v5 | Full | 3 | s-005_dlext_20140114_2841_2857.csv | F:\UPOD\Cell_DLE\CSV_files_raw_nieuwe_structuur\2014\sap5_re\m01 | F:\UPOD\Cell_DLE\CSV_files_raw_nieuwe_structuur\2014\sap5_re\m01\s-005_dlext_20140114_2841_2857.csv | 17
v5 | Full | 3 | s-005_dlext_20140115_2858_2878.csv | F:\UPOD\Cell_DLE\CSV_files_raw_nieuwe_structuur\2014\sap5_re\m01 | F:\UPOD\Cell_DLE\CSV_files_raw_nieuwe_structuur\2014\sap5_re\m01\s-005_dlext_20140115_2858_2878.csv | 21
v5 | Full | 3 | s-005_dlext_20140116_2879_2891.csv | F:\UPOD\Cell_DLE\CSV_files_raw_nieuwe_structuur\2014\sap5_re\m01 | F:\UPOD\Cell_DLE\CSV_files_raw_nieuwe_structuur\2014\sap5_re\m01\s-005_dlext_20140116_2879_2891.csv | 13
v5 | Full | 3 | s-005_dlext_20140117_2892_2908.csv | F:\UPOD\Cell_DLE\CSV_files_raw_nieuwe_structuur\2014\sap5_re\m01 | F:\UPOD\Cell_DLE\CSV_files_raw_nieuwe_structuur\2014\sap5_re\m01\s-005_dlext_20140117_2892_2908.csv | 17
v5 | Full | 3 | s-005_dlext_20140118_2909_2911.csv | F:\UPOD\Cell_DLE\CSV_files_raw_nieuwe_structuur\2014\sap5_re\m01 | F:\UPOD\Cell_DLE\CSV_files_raw_nieuwe_structuur\2014\sap5_re\m01\s-005_dlext_20140118_2909_2911.csv | 3
v5 | Full | 3 | s-005_dlext_20140120_2912_2927.csv | F:\UPOD\Cell_DLE\CSV_files_raw_nieuwe_structuur\2014\sap5_re\m01 | F:\UPOD\Cell_DLE\CSV_files_raw_nieuwe_structuur\2014\sap5_re\m01\s-005_dlext_20140120_2912_2927.csv | 16
v5 | Full | 3 | s-005_dlext_20140121_2928_2942.csv | F:\UPOD\Cell_DLE\CSV_files_raw_nieuwe_structuur\2014\sap5_re\m01 | F:\UPOD\Cell_DLE\CSV_files_raw_nieuwe_structuur\2014\sap5_re\m01\s-005_dlext_20140121_2928_2942.csv | 15
v5 | Full | 3 | s-005_dlext_20140122_2943_2951.csv | F:\UPOD\Cell_DLE\CSV_files_raw_nieuwe_structuur\2014\sap5_re\m01 | F:\UPOD\Cell_DLE\CSV_files_raw_nieuwe_structuur\2014\sap5_re\m01\s-005_dlext_20140122_2943_2951.csv | 9
v5 | Full | 3 | s-005_dlext_20140123_2952_2970.csv | F:\UPOD\Cell_DLE\CSV_files_raw_nieuwe_structuur\2014\sap5_re\m01 | F:\UPOD\Cell_DLE\CSV_files_raw_nieuwe_structuur\2014\sap5_re\m01\s-005_dlext_20140123_2952_2970.csv | 19
v5 | Full | 3 | s-005_dlext_20140127_2971_2985.csv | F:\UPOD\Cell_DLE\CSV_files_raw_nieuwe_structuur\2014\sap5_re\m01 | F:\UPOD\Cell_DLE\CSV_files_raw_nieuwe_structuur\2014\sap5_re\m01\s-005_dlext_20140127_2971_2985.csv | 15
v5 | Full | 3 | s-005_dlext_20140128_2986_3004.csv | F:\UPOD\Cell_DLE\CSV_files_raw_nieuwe_structuur\2014\sap5_re\m01 | F:\UPOD\Cell_DLE\CSV_files_raw_nieuwe_structuur\2014\sap5_re\m01\s-005_dlext_20140128_2986_3004.csv | 19
v5 | Full | 3 | s-005_dlext_20140129_3005_3018.csv | F:\UPOD\Cell_DLE\CSV_files_raw_nieuwe_structuur\2014\sap5_re\m01 | F:\UPOD\Cell_DLE\CSV_files_raw_nieuwe_structuur\2014\sap5_re\m01\s-005_dlext_20140129_3005_3018.csv | 14
v5 | Full | 3 | s-005_dlext_20140130_3019_3029.csv | F:\UPOD\Cell_DLE\CSV_files_raw_nieuwe_structuur\2014\sap5_re\m01 | F:\UPOD\Cell_DLE\CSV_files_raw_nieuwe_structuur\2014\sap5_re\m01\s-005_dlext_20140130_3019_3029.csv | 11
v5 | Full | 3 | s-005_dlext_20140131_3030_3039.csv | F:\UPOD\Cell_DLE\CSV_files_raw_nieuwe_structuur\2014\sap5_re\m01 | F:\UPOD\Cell_DLE\CSV_files_raw_nieuwe_structuur\2014\sap5_re\m01\s-005_dlext_20140131_3030_3039.csv | 10
v5 | Full | 3 | s-005_dlext_20140203_3040_3047.csv | F:\UPOD\Cell_DLE\CSV_files_raw_nieuwe_structuur\2014\sap5_re\m02 | F:\UPOD\Cell_DLE\CSV_files_raw_nieuwe_structuur\2014\sap5_re\m02\s-005_dlext_20140203_3040_3047.csv | 8
v5 | Full | 3 | s-005_dlext_20140204_3048_3063.csv | F:\UPOD\Cell_DLE\CSV_files_raw_nieuwe_structuur\2014\sap5_re\m02 | F:\UPOD\Cell_DLE\CSV_files_raw_nieuwe_structuur\2014\sap5_re\m02\s-005_dlext_20140204_3048_3063.csv | 16
v5 | Full | 3 | s-005_dlext_20140205_3064_3074.csv | F:\UPOD\Cell_DLE\CSV_files_raw_nieuwe_structuur\2014\sap5_re\m02 | F:\UPOD\Cell_DLE\CSV_files_raw_nieuwe_structuur\2014\sap5_re\m02\s-005_dlext_20140205_3064_3074.csv | 11
v5 | Full | 3 | s-005_dlext_20140206_3075_3094.csv | F:\UPOD\Cell_DLE\CSV_files_raw_nieuwe_structuur\2014\sap5_re\m02 | F:\UPOD\Cell_DLE\CSV_files_raw_nieuwe_structuur\2014\sap5_re\m02\s-005_dlext_20140206_3075_3094.csv | 20
v5 | Full | 3 | s-005_dlext_20140207_3095_3095.csv | F:\UPOD\Cell_DLE\CSV_files_raw_nieuwe_structuur\2014\sap5_re\m02 | F:\UPOD\Cell_DLE\CSV_files_raw_nieuwe_structuur\2014\sap5_re\m02\s-005_dlext_20140207_3095_3095.csv | 1
v5 | Full | 3 | s-005_dlext_20140210_3096_3106.csv | F:\UPOD\Cell_DLE\CSV_files_raw_nieuwe_structuur\2014\sap5_re\m02 | F:\UPOD\Cell_DLE\CSV_files_raw_nieuwe_structuur\2014\sap5_re\m02\s-005_dlext_20140210_3096_3106.csv | 11
v5 | Full | 3 | s-005_dlext_20140211_3107_3127.csv | F:\UPOD\Cell_DLE\CSV_files_raw_nieuwe_structuur\2014\sap5_re\m02 | F:\UPOD\Cell_DLE\CSV_files_raw_nieuwe_structuur\2014\sap5_re\m02\s-005_dlext_20140211_3107_3127.csv | 21
v5 | Full | 3 | s-005_dlext_20140212_3128_3151.csv | F:\UPOD\Cell_DLE\CSV_files_raw_nieuwe_structuur\2014\sap5_re\m02 | F:\UPOD\Cell_DLE\CSV_files_raw_nieuwe_structuur\2014\sap5_re\m02\s-005_dlext_20140212_3128_3151.csv | 24
v5 | Full | 3 | s-005_dlext_20140213_3152_3172.csv | F:\UPOD\Cell_DLE\CSV_files_raw_nieuwe_structuur\2014\sap5_re\m02 | F:\UPOD\Cell_DLE\CSV_files_raw_nieuwe_structuur\2014\sap5_re\m02\s-005_dlext_20140213_3152_3172.csv | 21
v5 | Full | 3 | s-005_dlext_20140214_3173_3195.csv | F:\UPOD\Cell_DLE\CSV_files_raw_nieuwe_structuur\2014\sap5_re\m02 | F:\UPOD\Cell_DLE\CSV_files_raw_nieuwe_structuur\2014\sap5_re\m02\s-005_dlext_20140214_3173_3195.csv | 23
v5 | Full | 3 | s-005_dlext_20140217_3196_3223.csv | F:\UPOD\Cell_DLE\CSV_files_raw_nieuwe_structuur\2014\sap5_re\m02 | F:\UPOD\Cell_DLE\CSV_files_raw_nieuwe_structuur\2014\sap5_re\m02\s-005_dlext_20140217_3196_3223.csv | 28
v5 | Full | 3 | s-005_dlext_20140218_3224_3240.csv | F:\UPOD\Cell_DLE\CSV_files_raw_nieuwe_structuur\2014\sap5_re\m02 | F:\UPOD\Cell_DLE\CSV_files_raw_nieuwe_structuur\2014\sap5_re\m02\s-005_dlext_20140218_3224_3240.csv | 17
v5 | Full | 3 | s-005_dlext_20140219_3241_3253.csv | F:\UPOD\Cell_DLE\CSV_files_raw_nieuwe_structuur\2014\sap5_re\m02 | F:\UPOD\Cell_DLE\CSV_files_raw_nieuwe_structuur\2014\sap5_re\m02\s-005_dlext_20140219_3241_3253.csv | 13
v5 | Full | 3 | s-005_dlext_20140224_3254_3267.csv | F:\UPOD\Cell_DLE\CSV_files_raw_nieuwe_structuur\2014\sap5_re\m02 | F:\UPOD\Cell_DLE\CSV_files_raw_nieuwe_structuur\2014\sap5_re\m02\s-005_dlext_20140224_3254_3267.csv | 14
v5 | Full | 3 | s-005_dlext_20140225_3268_3283.csv | F:\UPOD\Cell_DLE\CSV_files_raw_nieuwe_structuur\2014\sap5_re\m02 | F:\UPOD\Cell_DLE\CSV_files_raw_nieuwe_structuur\2014\sap5_re\m02\s-005_dlext_20140225_3268_3283.csv | 16
v5 | Full | 3 | s-005_dlext_20140226_3284_3297.csv | F:\UPOD\Cell_DLE\CSV_files_raw_nieuwe_structuur\2014\sap5_re\m02 | F:\UPOD\Cell_DLE\CSV_files_raw_nieuwe_structuur\2014\sap5_re\m02\s-005_dlext_20140226_3284_3297.csv | 14
v5 | Full | 3 | s-005_dlext_20140227_3298_3321.csv | F:\UPOD\Cell_DLE\CSV_files_raw_nieuwe_structuur\2014\sap5_re\m02 | F:\UPOD\Cell_DLE\CSV_files_raw_nieuwe_structuur\2014\sap5_re\m02\s-005_dlext_20140227_3298_3321.csv | 24
v5 | Full | 3 | s-005_dlext_20140228_3322_3350.csv | F:\UPOD\Cell_DLE\CSV_files_raw_nieuwe_structuur\2014\sap5_re\m02 | F:\UPOD\Cell_DLE\CSV_files_raw_nieuwe_structuur\2014\sap5_re\m02\s-005_dlext_20140228_3322_3350.csv | 29
v5 | Full | 3 | s-005_dlext_20140303_3351_3358.csv | F:\UPOD\Cell_DLE\CSV_files_raw_nieuwe_structuur\2014\sap5_re\m03 | F:\UPOD\Cell_DLE\CSV_files_raw_nieuwe_structuur\2014\sap5_re\m03\s-005_dlext_20140303_3351_3358.csv | 8
v5 | Full | 3 | s-005_dlext_20140304_3359_3374.csv | F:\UPOD\Cell_DLE\CSV_files_raw_nieuwe_structuur\2014\sap5_re\m03 | F:\UPOD\Cell_DLE\CSV_files_raw_nieuwe_structuur\2014\sap5_re\m03\s-005_dlext_20140304_3359_3374.csv | 16
v5 | Full | 3 | s-005_dlext_20140305_3375_3383.csv | F:\UPOD\Cell_DLE\CSV_files_raw_nieuwe_structuur\2014\sap5_re\m03 | F:\UPOD\Cell_DLE\CSV_files_raw_nieuwe_structuur\2014\sap5_re\m03\s-005_dlext_20140305_3375_3383.csv | 9
v5 | Full | 3 | s-005_dlext_20140306_3384_3393.csv | F:\UPOD\Cell_DLE\CSV_files_raw_nieuwe_structuur\2014\sap5_re\m03 | F:\UPOD\Cell_DLE\CSV_files_raw_nieuwe_structuur\2014\sap5_re\m03\s-005_dlext_20140306_3384_3393.csv | 10
v5 | Full | 3 | s-005_dlext_20140310_3394_3401.csv | F:\UPOD\Cell_DLE\CSV_files_raw_nieuwe_structuur\2014\sap5_re\m03 | F:\UPOD\Cell_DLE\CSV_files_raw_nieuwe_structuur\2014\sap5_re\m03\s-005_dlext_20140310_3394_3401.csv | 8
v5 | Full | 3 | s-005_dlext_20140311_3402_3412.csv | F:\UPOD\Cell_DLE\CSV_files_raw_nieuwe_structuur\2014\sap5_re\m03 | F:\UPOD\Cell_DLE\CSV_files_raw_nieuwe_structuur\2014\sap5_re\m03\s-005_dlext_20140311_3402_3412.csv | 11
v5 | Full | 3 | s-005_dlext_20140312_3413_3446.csv | F:\UPOD\Cell_DLE\CSV_files_raw_nieuwe_structuur\2014\sap5_re\m03 | F:\UPOD\Cell_DLE\CSV_files_raw_nieuwe_structuur\2014\sap5_re\m03\s-005_dlext_20140312_3413_3446.csv | 34
v5 | Full | 3 | s-005_dlext_20140313_3447_3455.csv | F:\UPOD\Cell_DLE\CSV_files_raw_nieuwe_structuur\2014\sap5_re\m03 | F:\UPOD\Cell_DLE\CSV_files_raw_nieuwe_structuur\2014\sap5_re\m03\s-005_dlext_20140313_3447_3455.csv | 9
v5 | Full | 3 | s-005_dlext_20140314_3456_3465.csv | F:\UPOD\Cell_DLE\CSV_files_raw_nieuwe_structuur\2014\sap5_re\m03 | F:\UPOD\Cell_DLE\CSV_files_raw_nieuwe_structuur\2014\sap5_re\m03\s-005_dlext_20140314_3456_3465.csv | 10
v5 | Full | 3 | s-005_dlext_20140318_3508_3564.csv | F:\UPOD\Cell_DLE\CSV_files_raw_nieuwe_structuur\2014\sap5_re\m03 | F:\UPOD\Cell_DLE\CSV_files_raw_nieuwe_structuur\2014\sap5_re\m03\s-005_dlext_20140318_3508_3564.csv | 57
v5 | Full | 3 | s-005_dlext_20140319_3565_3581.csv | F:\UPOD\Cell_DLE\CSV_files_raw_nieuwe_structuur\2014\sap5_re\m03 | F:\UPOD\Cell_DLE\CSV_files_raw_nieuwe_structuur\2014\sap5_re\m03\s-005_dlext_20140319_3565_3581.csv | 17
v5 | Full | 3 | s-005_dlext_20140320_3582_3592.csv | F:\UPOD\Cell_DLE\CSV_files_raw_nieuwe_structuur\2014\sap5_re\m03 | F:\UPOD\Cell_DLE\CSV_files_raw_nieuwe_structuur\2014\sap5_re\m03\s-005_dlext_20140320_3582_3592.csv | 11
v5 | Full | 3 | s-005_dlext_20140321_3593_3595.csv | F:\UPOD\Cell_DLE\CSV_files_raw_nieuwe_structuur\2014\sap5_re\m03 | F:\UPOD\Cell_DLE\CSV_files_raw_nieuwe_structuur\2014\sap5_re\m03\s-005_dlext_20140321_3593_3595.csv | 3
v5 | Full | 3 | s-005_dlext_20140324_3596_3633.csv | F:\UPOD\Cell_DLE\CSV_files_raw_nieuwe_structuur\2014\sap5_re\m03 | F:\UPOD\Cell_DLE\CSV_files_raw_nieuwe_structuur\2014\sap5_re\m03\s-005_dlext_20140324_3596_3633.csv | 38
v5 | Full | 3 | s-005_dlext_20140325_3634_3648.csv | F:\UPOD\Cell_DLE\CSV_files_raw_nieuwe_structuur\2014\sap5_re\m03 | F:\UPOD\Cell_DLE\CSV_files_raw_nieuwe_structuur\2014\sap5_re\m03\s-005_dlext_20140325_3634_3648.csv | 15
v5 | Full | 3 | s-005_dlext_20140326_3649_3661.csv | F:\UPOD\Cell_DLE\CSV_files_raw_nieuwe_structuur\2014\sap5_re\m03 | F:\UPOD\Cell_DLE\CSV_files_raw_nieuwe_structuur\2014\sap5_re\m03\s-005_dlext_20140326_3649_3661.csv | 13
v5 | Full | 3 | s-005_dlext_20140327_3662_3679.csv | F:\UPOD\Cell_DLE\CSV_files_raw_nieuwe_structuur\2014\sap5_re\m03 | F:\UPOD\Cell_DLE\CSV_files_raw_nieuwe_structuur\2014\sap5_re\m03\s-005_dlext_20140327_3662_3679.csv | 18
v5 | Full | 3 | s-005_dlext_20140328_3680_3687.csv | F:\UPOD\Cell_DLE\CSV_files_raw_nieuwe_structuur\2014\sap5_re\m03 | F:\UPOD\Cell_DLE\CSV_files_raw_nieuwe_structuur\2014\sap5_re\m03\s-005_dlext_20140328_3680_3687.csv | 8
v5 | Full | 3 | s-005_dlext_20140331_3688_3726.csv | F:\UPOD\Cell_DLE\CSV_files_raw_nieuwe_structuur\2014\sap5_re\m03 | F:\UPOD\Cell_DLE\CSV_files_raw_nieuwe_structuur\2014\sap5_re\m03\s-005_dlext_20140331_3688_3726.csv | 39
v5 | Full | 3 | s-005_dlext_20140401_3727_3766.csv | F:\UPOD\Cell_DLE\CSV_files_raw_nieuwe_structuur\2014\sap5_re\m04 | F:\UPOD\Cell_DLE\CSV_files_raw_nieuwe_structuur\2014\sap5_re\m04\s-005_dlext_20140401_3727_3766.csv | 40
v5 | Full | 3 | s-005_dlext_20140402_3767_3782.csv | F:\UPOD\Cell_DLE\CSV_files_raw_nieuwe_structuur\2014\sap5_re\m04 | F:\UPOD\Cell_DLE\CSV_files_raw_nieuwe_structuur\2014\sap5_re\m04\s-005_dlext_20140402_3767_3782.csv | 16
v5 | Full | 3 | s-005_dlext_20140403_3783_3808.csv | F:\UPOD\Cell_DLE\CSV_files_raw_nieuwe_structuur\2014\sap5_re\m04 | F:\UPOD\Cell_DLE\CSV_files_raw_nieuwe_structuur\2014\sap5_re\m04\s-005_dlext_20140403_3783_3808.csv | 26
v5 | Full | 3 | s-005_dlext_20140404_3809_3820.csv | F:\UPOD\Cell_DLE\CSV_files_raw_nieuwe_structuur\2014\sap5_re\m04 | F:\UPOD\Cell_DLE\CSV_files_raw_nieuwe_structuur\2014\sap5_re\m04\s-005_dlext_20140404_3809_3820.csv | 12
v5 | Full | 3 | s-005_dlext_20140407_3821_3833.csv | F:\UPOD\Cell_DLE\CSV_files_raw_nieuwe_structuur\2014\sap5_re\m04 | F:\UPOD\Cell_DLE\CSV_files_raw_nieuwe_structuur\2014\sap5_re\m04\s-005_dlext_20140407_3821_3833.csv | 13
v5 | Full | 3 | s-005_dlext_20140408_3834_3873.csv | F:\UPOD\Cell_DLE\CSV_files_raw_nieuwe_structuur\2014\sap5_re\m04 | F:\UPOD\Cell_DLE\CSV_files_raw_nieuwe_structuur\2014\sap5_re\m04\s-005_dlext_20140408_3834_3873.csv | 40
v5 | Full | 3 | s-005_dlext_20140409_3874_3904.csv | F:\UPOD\Cell_DLE\CSV_files_raw_nieuwe_structuur\2014\sap5_re\m04 | F:\UPOD\Cell_DLE\CSV_files_raw_nieuwe_structuur\2014\sap5_re\m04\s-005_dlext_20140409_3874_3904.csv | 31
v5 | Full | 3 | s-005_dlext_20140410_3905_3915.csv | F:\UPOD\Cell_DLE\CSV_files_raw_nieuwe_structuur\2014\sap5_re\m04 | F:\UPOD\Cell_DLE\CSV_files_raw_nieuwe_structuur\2014\sap5_re\m04\s-005_dlext_20140410_3905_3915.csv | 11
v5 | Full | 3 | s-005_dlext_20140411_3916_3927.csv | F:\UPOD\Cell_DLE\CSV_files_raw_nieuwe_structuur\2014\sap5_re\m04 | F:\UPOD\Cell_DLE\CSV_files_raw_nieuwe_structuur\2014\sap5_re\m04\s-005_dlext_20140411_3916_3927.csv | 12
v5 | Full | 3 | s-005_dlext_20140414_3928_3940.csv | F:\UPOD\Cell_DLE\CSV_files_raw_nieuwe_structuur\2014\sap5_re\m04 | F:\UPOD\Cell_DLE\CSV_files_raw_nieuwe_structuur\2014\sap5_re\m04\s-005_dlext_20140414_3928_3940.csv | 13
v5 | Full | 3 | s-005_dlext_20140415_3941_3949.csv | F:\UPOD\Cell_DLE\CSV_files_raw_nieuwe_structuur\2014\sap5_re\m04 | F:\UPOD\Cell_DLE\CSV_files_raw_nieuwe_structuur\2014\sap5_re\m04\s-005_dlext_20140415_3941_3949.csv | 9
v5 | Full | 3 | s-005_dlext_20140416_3950_3959.csv | F:\UPOD\Cell_DLE\CSV_files_raw_nieuwe_structuur\2014\sap5_re\m04 | F:\UPOD\Cell_DLE\CSV_files_raw_nieuwe_structuur\2014\sap5_re\m04\s-005_dlext_20140416_3950_3959.csv | 10
v5 | Full | 3 | s-005_dlext_20140417_3960_3968.csv | F:\UPOD\Cell_DLE\CSV_files_raw_nieuwe_structuur\2014\sap5_re\m04 | F:\UPOD\Cell_DLE\CSV_files_raw_nieuwe_structuur\2014\sap5_re\m04\s-005_dlext_20140417_3960_3968.csv | 9
v5 | Full | 3 | s-005_dlext_20140422_3969_3986.csv | F:\UPOD\Cell_DLE\CSV_files_raw_nieuwe_structuur\2014\sap5_re\m04 | F:\UPOD\Cell_DLE\CSV_files_raw_nieuwe_structuur\2014\sap5_re\m04\s-005_dlext_20140422_3969_3986.csv | 18
v5 | Full | 3 | s-005_dlext_20140423_3987_4007.csv | F:\UPOD\Cell_DLE\CSV_files_raw_nieuwe_structuur\2014\sap5_re\m04 | F:\UPOD\Cell_DLE\CSV_files_raw_nieuwe_structuur\2014\sap5_re\m04\s-005_dlext_20140423_3987_4007.csv | 21
v5 | Full | 3 | s-005_dlext_20140424_4008_4017.csv | F:\UPOD\Cell_DLE\CSV_files_raw_nieuwe_structuur\2014\sap5_re\m04 | F:\UPOD\Cell_DLE\CSV_files_raw_nieuwe_structuur\2014\sap5_re\m04\s-005_dlext_20140424_4008_4017.csv | 10
v5 | Full | 3 | s-005_dlext_20140425_4018_4025.csv | F:\UPOD\Cell_DLE\CSV_files_raw_nieuwe_structuur\2014\sap5_re\m04 | F:\UPOD\Cell_DLE\CSV_files_raw_nieuwe_structuur\2014\sap5_re\m04\s-005_dlext_20140425_4018_4025.csv | 8
v5 | Full | 3 | s-005_dlext_20140428_4026_4033.csv | F:\UPOD\Cell_DLE\CSV_files_raw_nieuwe_structuur\2014\sap5_re\m04 | F:\UPOD\Cell_DLE\CSV_files_raw_nieuwe_structuur\2014\sap5_re\m04\s-005_dlext_20140428_4026_4033.csv | 8
v5 | Full | 3 | s-005_dlext_20140429_4034_4042.csv | F:\UPOD\Cell_DLE\CSV_files_raw_nieuwe_structuur\2014\sap5_re\m04 | F:\UPOD\Cell_DLE\CSV_files_raw_nieuwe_structuur\2014\sap5_re\m04\s-005_dlext_20140429_4034_4042.csv | 9
v5 | Full | 3 | s-005_dlext_20140430_4043_4055.csv | F:\UPOD\Cell_DLE\CSV_files_raw_nieuwe_structuur\2014\sap5_re\m04 | F:\UPOD\Cell_DLE\CSV_files_raw_nieuwe_structuur\2014\sap5_re\m04\s-005_dlext_20140430_4043_4055.csv | 13
v5 | Full | 3 | s-005_dlext_20140501_4056_4085.csv | F:\UPOD\Cell_DLE\CSV_files_raw_nieuwe_structuur\2014\sap5_re\m05 | F:\UPOD\Cell_DLE\CSV_files_raw_nieuwe_structuur\2014\sap5_re\m05\s-005_dlext_20140501_4056_4085.csv | 30
v5 | Full | 3 | s-005_dlext_20140505_4086_4090.csv | F:\UPOD\Cell_DLE\CSV_files_raw_nieuwe_structuur\2014\sap5_re\m05 | F:\UPOD\Cell_DLE\CSV_files_raw_nieuwe_structuur\2014\sap5_re\m05\s-005_dlext_20140505_4086_4090.csv | 5
v5 | Full | 3 | s-005_dlext_20140506_4091_4112.csv | F:\UPOD\Cell_DLE\CSV_files_raw_nieuwe_structuur\2014\sap5_re\m05 | F:\UPOD\Cell_DLE\CSV_files_raw_nieuwe_structuur\2014\sap5_re\m05\s-005_dlext_20140506_4091_4112.csv | 22
v5 | Full | 3 | s-005_dlext_20140507_4113_4120.csv | F:\UPOD\Cell_DLE\CSV_files_raw_nieuwe_structuur\2014\sap5_re\m05 | F:\UPOD\Cell_DLE\CSV_files_raw_nieuwe_structuur\2014\sap5_re\m05\s-005_dlext_20140507_4113_4120.csv | 8
v5 | Full | 3 | s-005_dlext_20140508_4121_4129.csv | F:\UPOD\Cell_DLE\CSV_files_raw_nieuwe_structuur\2014\sap5_re\m05 | F:\UPOD\Cell_DLE\CSV_files_raw_nieuwe_structuur\2014\sap5_re\m05\s-005_dlext_20140508_4121_4129.csv | 9
v5 | Full | 3 | s-005_dlext_20140509_4130_4142.csv | F:\UPOD\Cell_DLE\CSV_files_raw_nieuwe_structuur\2014\sap5_re\m05 | F:\UPOD\Cell_DLE\CSV_files_raw_nieuwe_structuur\2014\sap5_re\m05\s-005_dlext_20140509_4130_4142.csv | 13
v5 | Full | 3 | s-005_dlext_20140512_4143_4166.csv | F:\UPOD\Cell_DLE\CSV_files_raw_nieuwe_structuur\2014\sap5_re\m05 | F:\UPOD\Cell_DLE\CSV_files_raw_nieuwe_structuur\2014\sap5_re\m05\s-005_dlext_20140512_4143_4166.csv | 24
v5 | Full | 3 | s-005_dlext_20140513_4167_4206.csv | F:\UPOD\Cell_DLE\CSV_files_raw_nieuwe_structuur\2014\sap5_re\m05 | F:\UPOD\Cell_DLE\CSV_files_raw_nieuwe_structuur\2014\sap5_re\m05\s-005_dlext_20140513_4167_4206.csv | 40
v5 | Full | 3 | s-005_dlext_20140514_4207_4237.csv | F:\UPOD\Cell_DLE\CSV_files_raw_nieuwe_structuur\2014\sap5_re\m05 | F:\UPOD\Cell_DLE\CSV_files_raw_nieuwe_structuur\2014\sap5_re\m05\s-005_dlext_20140514_4207_4237.csv | 31
v5 | Full | 3 | s-005_dlext_20140515_4238_4282.csv | F:\UPOD\Cell_DLE\CSV_files_raw_nieuwe_structuur\2014\sap5_re\m05 | F:\UPOD\Cell_DLE\CSV_files_raw_nieuwe_structuur\2014\sap5_re\m05\s-005_dlext_20140515_4238_4282.csv | 45
v5 | Full | 3 | s-005_dlext_20140527_4283_4699.csv | F:\UPOD\Cell_DLE\CSV_files_raw_nieuwe_structuur\2014\sap5_re\m05 | F:\UPOD\Cell_DLE\CSV_files_raw_nieuwe_structuur\2014\sap5_re\m05\s-005_dlext_20140527_4283_4699.csv | 417
v5 | Full | 3 | s-005_dlext_20140528_4700_4733.csv | F:\UPOD\Cell_DLE\CSV_files_raw_nieuwe_structuur\2014\sap5_re\m05 | F:\UPOD\Cell_DLE\CSV_files_raw_nieuwe_structuur\2014\sap5_re\m05\s-005_dlext_20140528_4700_4733.csv | 34
v5 | Full | 3 | s-005_dlext_20140602_4734_4814.csv | F:\UPOD\Cell_DLE\CSV_files_raw_nieuwe_structuur\2014\sap5_re\m06 | F:\UPOD\Cell_DLE\CSV_files_raw_nieuwe_structuur\2014\sap5_re\m06\s-005_dlext_20140602_4734_4814.csv | 81
v5 | Full | 3 | s-005_dlext_20140603_4815_4905.csv | F:\UPOD\Cell_DLE\CSV_files_raw_nieuwe_structuur\2014\sap5_re\m06 | F:\UPOD\Cell_DLE\CSV_files_raw_nieuwe_structuur\2014\sap5_re\m06\s-005_dlext_20140603_4815_4905.csv | 91
v5 | Full | 3 | s-005_dlext_20140604_4906_4979.csv | F:\UPOD\Cell_DLE\CSV_files_raw_nieuwe_structuur\2014\sap5_re\m06 | F:\UPOD\Cell_DLE\CSV_files_raw_nieuwe_structuur\2014\sap5_re\m06\s-005_dlext_20140604_4906_4979.csv | 74
v5 | Full | 3 | s-005_dlext_20140605_4980_5058.csv | F:\UPOD\Cell_DLE\CSV_files_raw_nieuwe_structuur\2014\sap5_re\m06 | F:\UPOD\Cell_DLE\CSV_files_raw_nieuwe_structuur\2014\sap5_re\m06\s-005_dlext_20140605_4980_5058.csv | 79
v5 | Full | 3 | s-005_dlext_20140606_5059_5108.csv | F:\UPOD\Cell_DLE\CSV_files_raw_nieuwe_structuur\2014\sap5_re\m06 | F:\UPOD\Cell_DLE\CSV_files_raw_nieuwe_structuur\2014\sap5_re\m06\s-005_dlext_20140606_5059_5108.csv | 50
v5 | Full | 3 | s-005_dlext_20140610_5109_5178.csv | F:\UPOD\Cell_DLE\CSV_files_raw_nieuwe_structuur\2014\sap5_re\m06 | F:\UPOD\Cell_DLE\CSV_files_raw_nieuwe_structuur\2014\sap5_re\m06\s-005_dlext_20140610_5109_5178.csv | 70
v5 | Full | 3 | s-005_dlext_20140611_5179_5250.csv | F:\UPOD\Cell_DLE\CSV_files_raw_nieuwe_structuur\2014\sap5_re\m06 | F:\UPOD\Cell_DLE\CSV_files_raw_nieuwe_structuur\2014\sap5_re\m06\s-005_dlext_20140611_5179_5250.csv | 72
v5 | Full | 3 | s-005_dlext_20140612_5251_5298.csv | F:\UPOD\Cell_DLE\CSV_files_raw_nieuwe_structuur\2014\sap5_re\m06 | F:\UPOD\Cell_DLE\CSV_files_raw_nieuwe_structuur\2014\sap5_re\m06\s-005_dlext_20140612_5251_5298.csv | 48
v5 | Full | 3 | s-005_dlext_20140613_5299_5349.csv | F:\UPOD\Cell_DLE\CSV_files_raw_nieuwe_structuur\2014\sap5_re\m06 | F:\UPOD\Cell_DLE\CSV_files_raw_nieuwe_structuur\2014\sap5_re\m06\s-005_dlext_20140613_5299_5349.csv | 51
v5 | Full | 3 | s-005_dlext_20140616_5350_5390.csv | F:\UPOD\Cell_DLE\CSV_files_raw_nieuwe_structuur\2014\sap5_re\m06 | F:\UPOD\Cell_DLE\CSV_files_raw_nieuwe_structuur\2014\sap5_re\m06\s-005_dlext_20140616_5350_5390.csv | 41
v5 | Full | 3 | s-005_dlext_20140617_5391_5461.csv | F:\UPOD\Cell_DLE\CSV_files_raw_nieuwe_structuur\2014\sap5_re\m06 | F:\UPOD\Cell_DLE\CSV_files_raw_nieuwe_structuur\2014\sap5_re\m06\s-005_dlext_20140617_5391_5461.csv | 71
v5 | Full | 3 | s-005_dlext_20140618_5462_5503.csv | F:\UPOD\Cell_DLE\CSV_files_raw_nieuwe_structuur\2014\sap5_re\m06 | F:\UPOD\Cell_DLE\CSV_files_raw_nieuwe_structuur\2014\sap5_re\m06\s-005_dlext_20140618_5462_5503.csv | 42
v5 | Full | 3 | s-005_dlext_20140619_5504_5591.csv | F:\UPOD\Cell_DLE\CSV_files_raw_nieuwe_structuur\2014\sap5_re\m06 | F:\UPOD\Cell_DLE\CSV_files_raw_nieuwe_structuur\2014\sap5_re\m06\s-005_dlext_20140619_5504_5591.csv | 88
v5 | Full | 3 | s-005_dlext_20140620_5592_5671.csv | F:\UPOD\Cell_DLE\CSV_files_raw_nieuwe_structuur\2014\sap5_re\m06 | F:\UPOD\Cell_DLE\CSV_files_raw_nieuwe_structuur\2014\sap5_re\m06\s-005_dlext_20140620_5592_5671.csv | 80
v5 | Full | 3 | s-005_dlext_20140623_5672_5739.csv | F:\UPOD\Cell_DLE\CSV_files_raw_nieuwe_structuur\2014\sap5_re\m06 | F:\UPOD\Cell_DLE\CSV_files_raw_nieuwe_structuur\2014\sap5_re\m06\s-005_dlext_20140623_5672_5739.csv | 68
v5 | Full | 3 | s-005_dlext_20140624_5740_5802.csv | F:\UPOD\Cell_DLE\CSV_files_raw_nieuwe_structuur\2014\sap5_re\m06 | F:\UPOD\Cell_DLE\CSV_files_raw_nieuwe_structuur\2014\sap5_re\m06\s-005_dlext_20140624_5740_5802.csv | 63
v5 | Full | 3 | s-005_dlext_20140625_5803_5861.csv | F:\UPOD\Cell_DLE\CSV_files_raw_nieuwe_structuur\2014\sap5_re\m06 | F:\UPOD\Cell_DLE\CSV_files_raw_nieuwe_structuur\2014\sap5_re\m06\s-005_dlext_20140625_5803_5861.csv | 59
v5 | Full | 3 | s-005_dlext_20140626_5862_5928.csv | F:\UPOD\Cell_DLE\CSV_files_raw_nieuwe_structuur\2014\sap5_re\m06 | F:\UPOD\Cell_DLE\CSV_files_raw_nieuwe_structuur\2014\sap5_re\m06\s-005_dlext_20140626_5862_5928.csv | 67
v5 | Full | 3 | s-005_dlext_20140627_5929_6000.csv | F:\UPOD\Cell_DLE\CSV_files_raw_nieuwe_structuur\2014\sap5_re\m06 | F:\UPOD\Cell_DLE\CSV_files_raw_nieuwe_structuur\2014\sap5_re\m06\s-005_dlext_20140627_5929_6000.csv | 72
v5 | Full | 3 | s-005_dlext_20140630_6001_6073.csv | F:\UPOD\Cell_DLE\CSV_files_raw_nieuwe_structuur\2014\sap5_re\m06 | F:\UPOD\Cell_DLE\CSV_files_raw_nieuwe_structuur\2014\sap5_re\m06\s-005_dlext_20140630_6001_6073.csv | 73
v5 | Full | 3 | s-005_dlext_20140701_6074_6131.csv | F:\UPOD\Cell_DLE\CSV_files_raw_nieuwe_structuur\2014\sap5_re\m07 | F:\UPOD\Cell_DLE\CSV_files_raw_nieuwe_structuur\2014\sap5_re\m07\s-005_dlext_20140701_6074_6131.csv | 58
v5 | Full | 3 | s-005_dlext_20140702_6132_6190.csv | F:\UPOD\Cell_DLE\CSV_files_raw_nieuwe_structuur\2014\sap5_re\m07 | F:\UPOD\Cell_DLE\CSV_files_raw_nieuwe_structuur\2014\sap5_re\m07\s-005_dlext_20140702_6132_6190.csv | 59
v5 | Full | 3 | s-005_dlext_20140703_6191_6263.csv | F:\UPOD\Cell_DLE\CSV_files_raw_nieuwe_structuur\2014\sap5_re\m07 | F:\UPOD\Cell_DLE\CSV_files_raw_nieuwe_structuur\2014\sap5_re\m07\s-005_dlext_20140703_6191_6263.csv | 73
v5 | Full | 3 | s-005_dlext_20140704_6264_6329.csv | F:\UPOD\Cell_DLE\CSV_files_raw_nieuwe_structuur\2014\sap5_re\m07 | F:\UPOD\Cell_DLE\CSV_files_raw_nieuwe_structuur\2014\sap5_re\m07\s-005_dlext_20140704_6264_6329.csv | 66
v5 | Full | 3 | s-005_dlext_20140707_6330_6403.csv | F:\UPOD\Cell_DLE\CSV_files_raw_nieuwe_structuur\2014\sap5_re\m07 | F:\UPOD\Cell_DLE\CSV_files_raw_nieuwe_structuur\2014\sap5_re\m07\s-005_dlext_20140707_6330_6403.csv | 74
v5 | Full | 3 | s-005_dlext_20140708_6404_6476.csv | F:\UPOD\Cell_DLE\CSV_files_raw_nieuwe_structuur\2014\sap5_re\m07 | F:\UPOD\Cell_DLE\CSV_files_raw_nieuwe_structuur\2014\sap5_re\m07\s-005_dlext_20140708_6404_6476.csv | 73
v5 | Full | 3 | s-005_dlext_20140709_6477_6555.csv | F:\UPOD\Cell_DLE\CSV_files_raw_nieuwe_structuur\2014\sap5_re\m07 | F:\UPOD\Cell_DLE\CSV_files_raw_nieuwe_structuur\2014\sap5_re\m07\s-005_dlext_20140709_6477_6555.csv | 79
v5 | Full | 3 | s-005_dlext_20140710_6556_6607.csv | F:\UPOD\Cell_DLE\CSV_files_raw_nieuwe_structuur\2014\sap5_re\m07 | F:\UPOD\Cell_DLE\CSV_files_raw_nieuwe_structuur\2014\sap5_re\m07\s-005_dlext_20140710_6556_6607.csv | 52
v5 | Full | 3 | s-005_dlext_20140711_6608_6696.csv | F:\UPOD\Cell_DLE\CSV_files_raw_nieuwe_structuur\2014\sap5_re\m07 | F:\UPOD\Cell_DLE\CSV_files_raw_nieuwe_structuur\2014\sap5_re\m07\s-005_dlext_20140711_6608_6696.csv | 89
v5 | Full | 3 | s-005_dlext_20140714_6697_6774.csv | F:\UPOD\Cell_DLE\CSV_files_raw_nieuwe_structuur\2014\sap5_re\m07 | F:\UPOD\Cell_DLE\CSV_files_raw_nieuwe_structuur\2014\sap5_re\m07\s-005_dlext_20140714_6697_6774.csv | 78
v5 | Full | 3 | s-005_dlext_20140715_6775_6828.csv | F:\UPOD\Cell_DLE\CSV_files_raw_nieuwe_structuur\2014\sap5_re\m07 | F:\UPOD\Cell_DLE\CSV_files_raw_nieuwe_structuur\2014\sap5_re\m07\s-005_dlext_20140715_6775_6828.csv | 54
v5 | Full | 3 | s-005_dlext_20140716_6829_6892.csv | F:\UPOD\Cell_DLE\CSV_files_raw_nieuwe_structuur\2014\sap5_re\m07 | F:\UPOD\Cell_DLE\CSV_files_raw_nieuwe_structuur\2014\sap5_re\m07\s-005_dlext_20140716_6829_6892.csv | 64
v5 | Full | 3 | s-005_dlext_20140717_6893_6945.csv | F:\UPOD\Cell_DLE\CSV_files_raw_nieuwe_structuur\2014\sap5_re\m07 | F:\UPOD\Cell_DLE\CSV_files_raw_nieuwe_structuur\2014\sap5_re\m07\s-005_dlext_20140717_6893_6945.csv | 53
v5 | Full | 3 | s-005_dlext_20140718_6946_7001.csv | F:\UPOD\Cell_DLE\CSV_files_raw_nieuwe_structuur\2014\sap5_re\m07 | F:\UPOD\Cell_DLE\CSV_files_raw_nieuwe_structuur\2014\sap5_re\m07\s-005_dlext_20140718_6946_7001.csv | 56
v5 | Full | 3 | s-005_dlext_20140721_7002_7101.csv | F:\UPOD\Cell_DLE\CSV_files_raw_nieuwe_structuur\2014\sap5_re\m07 | F:\UPOD\Cell_DLE\CSV_files_raw_nieuwe_structuur\2014\sap5_re\m07\s-005_dlext_20140721_7002_7101.csv | 100
v5 | Full | 3 | s-005_dlext_20140722_7102_7128.csv | F:\UPOD\Cell_DLE\CSV_files_raw_nieuwe_structuur\2014\sap5_re\m07 | F:\UPOD\Cell_DLE\CSV_files_raw_nieuwe_structuur\2014\sap5_re\m07\s-005_dlext_20140722_7102_7128.csv | 27
v5 | Full | 3 | s-005_dlext_20140723_7129_7202.csv | F:\UPOD\Cell_DLE\CSV_files_raw_nieuwe_structuur\2014\sap5_re\m07 | F:\UPOD\Cell_DLE\CSV_files_raw_nieuwe_structuur\2014\sap5_re\m07\s-005_dlext_20140723_7129_7202.csv | 74
v5 | Full | 3 | s-005_dlext_20140724_7203_7235.csv | F:\UPOD\Cell_DLE\CSV_files_raw_nieuwe_structuur\2014\sap5_re\m07 | F:\UPOD\Cell_DLE\CSV_files_raw_nieuwe_structuur\2014\sap5_re\m07\s-005_dlext_20140724_7203_7235.csv | 33
v5 | Full | 3 | s-005_dlext_20140725_7236_7317.csv | F:\UPOD\Cell_DLE\CSV_files_raw_nieuwe_structuur\2014\sap5_re\m07 | F:\UPOD\Cell_DLE\CSV_files_raw_nieuwe_structuur\2014\sap5_re\m07\s-005_dlext_20140725_7236_7317.csv | 82
v5 | Full | 3 | s-005_dlext_20140728_7318_7381.csv | F:\UPOD\Cell_DLE\CSV_files_raw_nieuwe_structuur\2014\sap5_re\m07 | F:\UPOD\Cell_DLE\CSV_files_raw_nieuwe_structuur\2014\sap5_re\m07\s-005_dlext_20140728_7318_7381.csv | 64
v5 | Full | 3 | s-005_dlext_20140729_7382_7448.csv | F:\UPOD\Cell_DLE\CSV_files_raw_nieuwe_structuur\2014\sap5_re\m07 | F:\UPOD\Cell_DLE\CSV_files_raw_nieuwe_structuur\2014\sap5_re\m07\s-005_dlext_20140729_7382_7448.csv | 67
v5 | Full | 3 | s-005_dlext_20140730_7449_7505.csv | F:\UPOD\Cell_DLE\CSV_files_raw_nieuwe_structuur\2014\sap5_re\m07 | F:\UPOD\Cell_DLE\CSV_files_raw_nieuwe_structuur\2014\sap5_re\m07\s-005_dlext_20140730_7449_7505.csv | 57
v5 | Full | 3 | s-005_dlext_20140731_7506_7516.csv | F:\UPOD\Cell_DLE\CSV_files_raw_nieuwe_structuur\2014\sap5_re\m07 | F:\UPOD\Cell_DLE\CSV_files_raw_nieuwe_structuur\2014\sap5_re\m07\s-005_dlext_20140731_7506_7516.csv | 11
v5 | Full | 3 | s-005_dlext_20140801_7517_7526.csv | F:\UPOD\Cell_DLE\CSV_files_raw_nieuwe_structuur\2014\sap5_re\m08 | F:\UPOD\Cell_DLE\CSV_files_raw_nieuwe_structuur\2014\sap5_re\m08\s-005_dlext_20140801_7517_7526.csv | 10
v5 | Full | 3 | s-005_dlext_20140805_7527_7535.csv | F:\UPOD\Cell_DLE\CSV_files_raw_nieuwe_structuur\2014\sap5_re\m08 | F:\UPOD\Cell_DLE\CSV_files_raw_nieuwe_structuur\2014\sap5_re\m08\s-005_dlext_20140805_7527_7535.csv | 9
v5 | Full | 3 | s-005_dlext_20140806_7536_7550.csv | F:\UPOD\Cell_DLE\CSV_files_raw_nieuwe_structuur\2014\sap5_re\m08 | F:\UPOD\Cell_DLE\CSV_files_raw_nieuwe_structuur\2014\sap5_re\m08\s-005_dlext_20140806_7536_7550.csv | 15
v5 | Full | 3 | s-005_dlext_20140807_7551_7575.csv | F:\UPOD\Cell_DLE\CSV_files_raw_nieuwe_structuur\2014\sap5_re\m08 | F:\UPOD\Cell_DLE\CSV_files_raw_nieuwe_structuur\2014\sap5_re\m08\s-005_dlext_20140807_7551_7575.csv | 25
v5 | Full | 3 | s-005_dlext_20140808_7576_7609.csv | F:\UPOD\Cell_DLE\CSV_files_raw_nieuwe_structuur\2014\sap5_re\m08 | F:\UPOD\Cell_DLE\CSV_files_raw_nieuwe_structuur\2014\sap5_re\m08\s-005_dlext_20140808_7576_7609.csv | 34
v5 | Full | 3 | s-005_dlext_20140811_7610_7654.csv | F:\UPOD\Cell_DLE\CSV_files_raw_nieuwe_structuur\2014\sap5_re\m08 | F:\UPOD\Cell_DLE\CSV_files_raw_nieuwe_structuur\2014\sap5_re\m08\s-005_dlext_20140811_7610_7654.csv | 45
v5 | Full | 3 | s-005_dlext_20140812_7655_7684.csv | F:\UPOD\Cell_DLE\CSV_files_raw_nieuwe_structuur\2014\sap5_re\m08 | F:\UPOD\Cell_DLE\CSV_files_raw_nieuwe_structuur\2014\sap5_re\m08\s-005_dlext_20140812_7655_7684.csv | 30
v5 | Full | 3 | s-005_dlext_20140813_7685_7713.csv | F:\UPOD\Cell_DLE\CSV_files_raw_nieuwe_structuur\2014\sap5_re\m08 | F:\UPOD\Cell_DLE\CSV_files_raw_nieuwe_structuur\2014\sap5_re\m08\s-005_dlext_20140813_7685_7713.csv | 29
v5 | Full | 3 | s-005_dlext_20140814_7714_7773.csv | F:\UPOD\Cell_DLE\CSV_files_raw_nieuwe_structuur\2014\sap5_re\m08 | F:\UPOD\Cell_DLE\CSV_files_raw_nieuwe_structuur\2014\sap5_re\m08\s-005_dlext_20140814_7714_7773.csv | 60
v5 | Full | 3 | s-005_dlext_20140815_7774_7804.csv | F:\UPOD\Cell_DLE\CSV_files_raw_nieuwe_structuur\2014\sap5_re\m08 | F:\UPOD\Cell_DLE\CSV_files_raw_nieuwe_structuur\2014\sap5_re\m08\s-005_dlext_20140815_7774_7804.csv | 31
v5 | Full | 3 | s-005_dlext_20140818_7805_7813.csv | F:\UPOD\Cell_DLE\CSV_files_raw_nieuwe_structuur\2014\sap5_re\m08 | F:\UPOD\Cell_DLE\CSV_files_raw_nieuwe_structuur\2014\sap5_re\m08\s-005_dlext_20140818_7805_7813.csv | 9
v5 | Full | 3 | s-005_dlext_20140819_7814_7826.csv | F:\UPOD\Cell_DLE\CSV_files_raw_nieuwe_structuur\2014\sap5_re\m08 | F:\UPOD\Cell_DLE\CSV_files_raw_nieuwe_structuur\2014\sap5_re\m08\s-005_dlext_20140819_7814_7826.csv | 13
v5 | Full | 3 | s-005_dlext_20140820_7827_7866.csv | F:\UPOD\Cell_DLE\CSV_files_raw_nieuwe_structuur\2014\sap5_re\m08 | F:\UPOD\Cell_DLE\CSV_files_raw_nieuwe_structuur\2014\sap5_re\m08\s-005_dlext_20140820_7827_7866.csv | 40
v5 | Full | 3 | s-005_dlext_20140821_7867_7906.csv | F:\UPOD\Cell_DLE\CSV_files_raw_nieuwe_structuur\2014\sap5_re\m08 | F:\UPOD\Cell_DLE\CSV_files_raw_nieuwe_structuur\2014\sap5_re\m08\s-005_dlext_20140821_7867_7906.csv | 40
v5 | Full | 3 | s-005_dlext_20140822_7907_7962.csv | F:\UPOD\Cell_DLE\CSV_files_raw_nieuwe_structuur\2014\sap5_re\m08 | F:\UPOD\Cell_DLE\CSV_files_raw_nieuwe_structuur\2014\sap5_re\m08\s-005_dlext_20140822_7907_7962.csv | 56
v5 | Full | 3 | s-005_dlext_20140825_7963_7981.csv | F:\UPOD\Cell_DLE\CSV_files_raw_nieuwe_structuur\2014\sap5_re\m08 | F:\UPOD\Cell_DLE\CSV_files_raw_nieuwe_structuur\2014\sap5_re\m08\s-005_dlext_20140825_7963_7981.csv | 19
v5 | Full | 3 | s-005_dlext_20140826_7982_7993.csv | F:\UPOD\Cell_DLE\CSV_files_raw_nieuwe_structuur\2014\sap5_re\m08 | F:\UPOD\Cell_DLE\CSV_files_raw_nieuwe_structuur\2014\sap5_re\m08\s-005_dlext_20140826_7982_7993.csv | 12
v5 | Full | 3 | s-005_dlext_20140827_7994_8012.csv | F:\UPOD\Cell_DLE\CSV_files_raw_nieuwe_structuur\2014\sap5_re\m08 | F:\UPOD\Cell_DLE\CSV_files_raw_nieuwe_structuur\2014\sap5_re\m08\s-005_dlext_20140827_7994_8012.csv | 19
v5 | Full | 3 | s-005_dlext_20140828_8013_8027.csv | F:\UPOD\Cell_DLE\CSV_files_raw_nieuwe_structuur\2014\sap5_re\m08 | F:\UPOD\Cell_DLE\CSV_files_raw_nieuwe_structuur\2014\sap5_re\m08\s-005_dlext_20140828_8013_8027.csv | 15
v5 | Full | 3 | s-005_dlext_20140829_8028_8035.csv | F:\UPOD\Cell_DLE\CSV_files_raw_nieuwe_structuur\2014\sap5_re\m08 | F:\UPOD\Cell_DLE\CSV_files_raw_nieuwe_structuur\2014\sap5_re\m08\s-005_dlext_20140829_8028_8035.csv | 8
v5 | Full | 3 | s-005_dlext_20140901_8036_8044.csv | F:\UPOD\Cell_DLE\CSV_files_raw_nieuwe_structuur\2014\sap5_re\m09 | F:\UPOD\Cell_DLE\CSV_files_raw_nieuwe_structuur\2014\sap5_re\m09\s-005_dlext_20140901_8036_8044.csv | 9
v5 | Full | 3 | s-005_dlext_20140902_8045_8061.csv | F:\UPOD\Cell_DLE\CSV_files_raw_nieuwe_structuur\2014\sap5_re\m09 | F:\UPOD\Cell_DLE\CSV_files_raw_nieuwe_structuur\2014\sap5_re\m09\s-005_dlext_20140902_8045_8061.csv | 17
v5 | Full | 3 | s-005_dlext_20140903_8062_8069.csv | F:\UPOD\Cell_DLE\CSV_files_raw_nieuwe_structuur\2014\sap5_re\m09 | F:\UPOD\Cell_DLE\CSV_files_raw_nieuwe_structuur\2014\sap5_re\m09\s-005_dlext_20140903_8062_8069.csv | 8
v5 | Full | 3 | s-005_dlext_20140904_8070_8077.csv | F:\UPOD\Cell_DLE\CSV_files_raw_nieuwe_structuur\2014\sap5_re\m09 | F:\UPOD\Cell_DLE\CSV_files_raw_nieuwe_structuur\2014\sap5_re\m09\s-005_dlext_20140904_8070_8077.csv | 8
v5 | Full | 3 | s-005_dlext_20140908_8078_8090.csv | F:\UPOD\Cell_DLE\CSV_files_raw_nieuwe_structuur\2014\sap5_re\m09 | F:\UPOD\Cell_DLE\CSV_files_raw_nieuwe_structuur\2014\sap5_re\m09\s-005_dlext_20140908_8078_8090.csv | 13
v5 | Full | 3 | s-005_dlext_20140909_8091_8105.csv | F:\UPOD\Cell_DLE\CSV_files_raw_nieuwe_structuur\2014\sap5_re\m09 | F:\UPOD\Cell_DLE\CSV_files_raw_nieuwe_structuur\2014\sap5_re\m09\s-005_dlext_20140909_8091_8105.csv | 15
v5 | Full | 3 | s-005_dlext_20140910_8106_8123.csv | F:\UPOD\Cell_DLE\CSV_files_raw_nieuwe_structuur\2014\sap5_re\m09 | F:\UPOD\Cell_DLE\CSV_files_raw_nieuwe_structuur\2014\sap5_re\m09\s-005_dlext_20140910_8106_8123.csv | 18
v5 | Full | 3 | s-005_dlext_20140911_8124_8152.csv | F:\UPOD\Cell_DLE\CSV_files_raw_nieuwe_structuur\2014\sap5_re\m09 | F:\UPOD\Cell_DLE\CSV_files_raw_nieuwe_structuur\2014\sap5_re\m09\s-005_dlext_20140911_8124_8152.csv | 29
v5 | Full | 3 | s-005_dlext_20140912_8153_8166.csv | F:\UPOD\Cell_DLE\CSV_files_raw_nieuwe_structuur\2014\sap5_re\m09 | F:\UPOD\Cell_DLE\CSV_files_raw_nieuwe_structuur\2014\sap5_re\m09\s-005_dlext_20140912_8153_8166.csv | 14
v5 | Full | 3 | s-005_dlext_20140915_8167_8180.csv | F:\UPOD\Cell_DLE\CSV_files_raw_nieuwe_structuur\2014\sap5_re\m09 | F:\UPOD\Cell_DLE\CSV_files_raw_nieuwe_structuur\2014\sap5_re\m09\s-005_dlext_20140915_8167_8180.csv | 14
v5 | Full | 3 | s-005_dlext_20140916_8181_8196.csv | F:\UPOD\Cell_DLE\CSV_files_raw_nieuwe_structuur\2014\sap5_re\m09 | F:\UPOD\Cell_DLE\CSV_files_raw_nieuwe_structuur\2014\sap5_re\m09\s-005_dlext_20140916_8181_8196.csv | 16
v5 | Full | 3 | s-005_dlext_20140917_8197_8211.csv | F:\UPOD\Cell_DLE\CSV_files_raw_nieuwe_structuur\2014\sap5_re\m09 | F:\UPOD\Cell_DLE\CSV_files_raw_nieuwe_structuur\2014\sap5_re\m09\s-005_dlext_20140917_8197_8211.csv | 15
v5 | Full | 3 | s-005_dlext_20140918_8212_8227.csv | F:\UPOD\Cell_DLE\CSV_files_raw_nieuwe_structuur\2014\sap5_re\m09 | F:\UPOD\Cell_DLE\CSV_files_raw_nieuwe_structuur\2014\sap5_re\m09\s-005_dlext_20140918_8212_8227.csv | 16
v5 | Full | 3 | s-005_dlext_20140922_8228_8239.csv | F:\UPOD\Cell_DLE\CSV_files_raw_nieuwe_structuur\2014\sap5_re\m09 | F:\UPOD\Cell_DLE\CSV_files_raw_nieuwe_structuur\2014\sap5_re\m09\s-005_dlext_20140922_8228_8239.csv | 12
v5 | Full | 3 | s-005_dlext_20140923_8240_8257.csv | F:\UPOD\Cell_DLE\CSV_files_raw_nieuwe_structuur\2014\sap5_re\m09 | F:\UPOD\Cell_DLE\CSV_files_raw_nieuwe_structuur\2014\sap5_re\m09\s-005_dlext_20140923_8240_8257.csv | 18
v5 | Full | 3 | s-005_dlext_20140924_8258_8275.csv | F:\UPOD\Cell_DLE\CSV_files_raw_nieuwe_structuur\2014\sap5_re\m09 | F:\UPOD\Cell_DLE\CSV_files_raw_nieuwe_structuur\2014\sap5_re\m09\s-005_dlext_20140924_8258_8275.csv | 18
v5 | Full | 3 | s-005_dlext_20140925_8276_8287.csv | F:\UPOD\Cell_DLE\CSV_files_raw_nieuwe_structuur\2014\sap5_re\m09 | F:\UPOD\Cell_DLE\CSV_files_raw_nieuwe_structuur\2014\sap5_re\m09\s-005_dlext_20140925_8276_8287.csv | 12
v5 | Full | 3 | s-005_dlext_20140926_8288_8297.csv | F:\UPOD\Cell_DLE\CSV_files_raw_nieuwe_structuur\2014\sap5_re\m09 | F:\UPOD\Cell_DLE\CSV_files_raw_nieuwe_structuur\2014\sap5_re\m09\s-005_dlext_20140926_8288_8297.csv | 10
v5 | Full | 3 | s-005_dlext_20140929_8298_8307.csv | F:\UPOD\Cell_DLE\CSV_files_raw_nieuwe_structuur\2014\sap5_re\m09 | F:\UPOD\Cell_DLE\CSV_files_raw_nieuwe_structuur\2014\sap5_re\m09\s-005_dlext_20140929_8298_8307.csv | 10
v5 | Full | 3 | s-005_dlext_20140930_8308_8328.csv | F:\UPOD\Cell_DLE\CSV_files_raw_nieuwe_structuur\2014\sap5_re\m09 | F:\UPOD\Cell_DLE\CSV_files_raw_nieuwe_structuur\2014\sap5_re\m09\s-005_dlext_20140930_8308_8328.csv | 21
v5 | Full | 3 | s-005_dlext_20141001_8329_8365.csv | F:\UPOD\Cell_DLE\CSV_files_raw_nieuwe_structuur\2014\sap5_re\m10 | F:\UPOD\Cell_DLE\CSV_files_raw_nieuwe_structuur\2014\sap5_re\m10\s-005_dlext_20141001_8329_8365.csv | 37
v5 | Full | 3 | s-005_dlext_20141002_8366_8403.csv | F:\UPOD\Cell_DLE\CSV_files_raw_nieuwe_structuur\2014\sap5_re\m10 | F:\UPOD\Cell_DLE\CSV_files_raw_nieuwe_structuur\2014\sap5_re\m10\s-005_dlext_20141002_8366_8403.csv | 38
v5 | Full | 3 | s-005_dlext_20141006_8404_8457.csv | F:\UPOD\Cell_DLE\CSV_files_raw_nieuwe_structuur\2014\sap5_re\m10 | F:\UPOD\Cell_DLE\CSV_files_raw_nieuwe_structuur\2014\sap5_re\m10\s-005_dlext_20141006_8404_8457.csv | 54
v5 | Full | 3 | s-005_dlext_20141007_8458_8513.csv | F:\UPOD\Cell_DLE\CSV_files_raw_nieuwe_structuur\2014\sap5_re\m10 | F:\UPOD\Cell_DLE\CSV_files_raw_nieuwe_structuur\2014\sap5_re\m10\s-005_dlext_20141007_8458_8513.csv | 56
v5 | Full | 3 | s-005_dlext_20141008_8514_8563.csv | F:\UPOD\Cell_DLE\CSV_files_raw_nieuwe_structuur\2014\sap5_re\m10 | F:\UPOD\Cell_DLE\CSV_files_raw_nieuwe_structuur\2014\sap5_re\m10\s-005_dlext_20141008_8514_8563.csv | 50
v5 | Full | 3 | s-005_dlext_20141009_8564_8600.csv | F:\UPOD\Cell_DLE\CSV_files_raw_nieuwe_structuur\2014\sap5_re\m10 | F:\UPOD\Cell_DLE\CSV_files_raw_nieuwe_structuur\2014\sap5_re\m10\s-005_dlext_20141009_8564_8600.csv | 37
v5 | Full | 3 | s-005_dlext_20141010_8601_8651.csv | F:\UPOD\Cell_DLE\CSV_files_raw_nieuwe_structuur\2014\sap5_re\m10 | F:\UPOD\Cell_DLE\CSV_files_raw_nieuwe_structuur\2014\sap5_re\m10\s-005_dlext_20141010_8601_8651.csv | 51
v5 | Full | 3 | s-005_dlext_20141013_8652_8701.csv | F:\UPOD\Cell_DLE\CSV_files_raw_nieuwe_structuur\2014\sap5_re\m10 | F:\UPOD\Cell_DLE\CSV_files_raw_nieuwe_structuur\2014\sap5_re\m10\s-005_dlext_20141013_8652_8701.csv | 50
v5 | Full | 3 | s-005_dlext_20141014_8702_8756.csv | F:\UPOD\Cell_DLE\CSV_files_raw_nieuwe_structuur\2014\sap5_re\m10 | F:\UPOD\Cell_DLE\CSV_files_raw_nieuwe_structuur\2014\sap5_re\m10\s-005_dlext_20141014_8702_8756.csv | 55
v5 | Full | 3 | s-005_dlext_20141015_8757_8791.csv | F:\UPOD\Cell_DLE\CSV_files_raw_nieuwe_structuur\2014\sap5_re\m10 | F:\UPOD\Cell_DLE\CSV_files_raw_nieuwe_structuur\2014\sap5_re\m10\s-005_dlext_20141015_8757_8791.csv | 35
v5 | Full | 3 | s-005_dlext_20141016_8792_8821.csv | F:\UPOD\Cell_DLE\CSV_files_raw_nieuwe_structuur\2014\sap5_re\m10 | F:\UPOD\Cell_DLE\CSV_files_raw_nieuwe_structuur\2014\sap5_re\m10\s-005_dlext_20141016_8792_8821.csv | 30
v5 | Full | 3 | s-005_dlext_20141017_8822_8870.csv | F:\UPOD\Cell_DLE\CSV_files_raw_nieuwe_structuur\2014\sap5_re\m10 | F:\UPOD\Cell_DLE\CSV_files_raw_nieuwe_structuur\2014\sap5_re\m10\s-005_dlext_20141017_8822_8870.csv | 49
v5 | Full | 3 | s-005_dlext_20141020_8871_8889.csv | F:\UPOD\Cell_DLE\CSV_files_raw_nieuwe_structuur\2014\sap5_re\m10 | F:\UPOD\Cell_DLE\CSV_files_raw_nieuwe_structuur\2014\sap5_re\m10\s-005_dlext_20141020_8871_8889.csv | 19
v5 | Full | 3 | s-005_dlext_20141021_8890_8915.csv | F:\UPOD\Cell_DLE\CSV_files_raw_nieuwe_structuur\2014\sap5_re\m10 | F:\UPOD\Cell_DLE\CSV_files_raw_nieuwe_structuur\2014\sap5_re\m10\s-005_dlext_20141021_8890_8915.csv | 26
v5 | Full | 3 | s-005_dlext_20141022_8916_8963.csv | F:\UPOD\Cell_DLE\CSV_files_raw_nieuwe_structuur\2014\sap5_re\m10 | F:\UPOD\Cell_DLE\CSV_files_raw_nieuwe_structuur\2014\sap5_re\m10\s-005_dlext_20141022_8916_8963.csv | 48
v5 | Full | 3 | s-005_dlext_20141023_8964_9001.csv | F:\UPOD\Cell_DLE\CSV_files_raw_nieuwe_structuur\2014\sap5_re\m10 | F:\UPOD\Cell_DLE\CSV_files_raw_nieuwe_structuur\2014\sap5_re\m10\s-005_dlext_20141023_8964_9001.csv | 38
v5 | Full | 3 | s-005_dlext_20141024_9002_9061.csv | F:\UPOD\Cell_DLE\CSV_files_raw_nieuwe_structuur\2014\sap5_re\m10 | F:\UPOD\Cell_DLE\CSV_files_raw_nieuwe_structuur\2014\sap5_re\m10\s-005_dlext_20141024_9002_9061.csv | 60
v5 | Full | 3 | s-005_dlext_20141027_9062_9090.csv | F:\UPOD\Cell_DLE\CSV_files_raw_nieuwe_structuur\2014\sap5_re\m10 | F:\UPOD\Cell_DLE\CSV_files_raw_nieuwe_structuur\2014\sap5_re\m10\s-005_dlext_20141027_9062_9090.csv | 29
v5 | Full | 3 | s-005_dlext_20141028_9091_9134.csv | F:\UPOD\Cell_DLE\CSV_files_raw_nieuwe_structuur\2014\sap5_re\m10 | F:\UPOD\Cell_DLE\CSV_files_raw_nieuwe_structuur\2014\sap5_re\m10\s-005_dlext_20141028_9091_9134.csv | 44
v5 | Full | 3 | s-005_dlext_20141029_9135_9180.csv | F:\UPOD\Cell_DLE\CSV_files_raw_nieuwe_structuur\2014\sap5_re\m10 | F:\UPOD\Cell_DLE\CSV_files_raw_nieuwe_structuur\2014\sap5_re\m10\s-005_dlext_20141029_9135_9180.csv | 46
v5 | Full | 3 | s-005_dlext_20141030_9181_9202.csv | F:\UPOD\Cell_DLE\CSV_files_raw_nieuwe_structuur\2014\sap5_re\m10 | F:\UPOD\Cell_DLE\CSV_files_raw_nieuwe_structuur\2014\sap5_re\m10\s-005_dlext_20141030_9181_9202.csv | 22
v5 | Full | 3 | s-005_dlext_20141031_9203_9246.csv | F:\UPOD\Cell_DLE\CSV_files_raw_nieuwe_structuur\2014\sap5_re\m10 | F:\UPOD\Cell_DLE\CSV_files_raw_nieuwe_structuur\2014\sap5_re\m10\s-005_dlext_20141031_9203_9246.csv | 44
v5 | Full | 3 | s-005_dlext_20141103_9247_9275.csv | F:\UPOD\Cell_DLE\CSV_files_raw_nieuwe_structuur\2014\sap5_re\m11 | F:\UPOD\Cell_DLE\CSV_files_raw_nieuwe_structuur\2014\sap5_re\m11\s-005_dlext_20141103_9247_9275.csv | 29
v5 | Full | 3 | s-005_dlext_20141104_9276_9321.csv | F:\UPOD\Cell_DLE\CSV_files_raw_nieuwe_structuur\2014\sap5_re\m11 | F:\UPOD\Cell_DLE\CSV_files_raw_nieuwe_structuur\2014\sap5_re\m11\s-005_dlext_20141104_9276_9321.csv | 46
v5 | Full | 3 | s-005_dlext_20141105_9322_9372.csv | F:\UPOD\Cell_DLE\CSV_files_raw_nieuwe_structuur\2014\sap5_re\m11 | F:\UPOD\Cell_DLE\CSV_files_raw_nieuwe_structuur\2014\sap5_re\m11\s-005_dlext_20141105_9322_9372.csv | 51
v5 | Full | 3 | s-005_dlext_20141106_9373_9432.csv | F:\UPOD\Cell_DLE\CSV_files_raw_nieuwe_structuur\2014\sap5_re\m11 | F:\UPOD\Cell_DLE\CSV_files_raw_nieuwe_structuur\2014\sap5_re\m11\s-005_dlext_20141106_9373_9432.csv | 60
v5 | Full | 3 | s-005_dlext_20141107_9433_9482.csv | F:\UPOD\Cell_DLE\CSV_files_raw_nieuwe_structuur\2014\sap5_re\m11 | F:\UPOD\Cell_DLE\CSV_files_raw_nieuwe_structuur\2014\sap5_re\m11\s-005_dlext_20141107_9433_9482.csv | 50
v5 | Full | 3 | s-005_dlext_20141110_9483_9489.csv | F:\UPOD\Cell_DLE\CSV_files_raw_nieuwe_structuur\2014\sap5_re\m11 | F:\UPOD\Cell_DLE\CSV_files_raw_nieuwe_structuur\2014\sap5_re\m11\s-005_dlext_20141110_9483_9489.csv | 7
v5 | Full | 3 | s-005_dlext_20141111_9490_9507.csv | F:\UPOD\Cell_DLE\CSV_files_raw_nieuwe_structuur\2014\sap5_re\m11 | F:\UPOD\Cell_DLE\CSV_files_raw_nieuwe_structuur\2014\sap5_re\m11\s-005_dlext_20141111_9490_9507.csv | 18
v5 | Full | 3 | s-005_dlext_20141112_9508_9522.csv | F:\UPOD\Cell_DLE\CSV_files_raw_nieuwe_structuur\2014\sap5_re\m11 | F:\UPOD\Cell_DLE\CSV_files_raw_nieuwe_structuur\2014\sap5_re\m11\s-005_dlext_20141112_9508_9522.csv | 15
v5 | Full | 3 | s-005_dlext_20141113_9523_9551.csv | F:\UPOD\Cell_DLE\CSV_files_raw_nieuwe_structuur\2014\sap5_re\m11 | F:\UPOD\Cell_DLE\CSV_files_raw_nieuwe_structuur\2014\sap5_re\m11\s-005_dlext_20141113_9523_9551.csv | 29
v5 | Full | 3 | s-005_dlext_20141114_9552_9578.csv | F:\UPOD\Cell_DLE\CSV_files_raw_nieuwe_structuur\2014\sap5_re\m11 | F:\UPOD\Cell_DLE\CSV_files_raw_nieuwe_structuur\2014\sap5_re\m11\s-005_dlext_20141114_9552_9578.csv | 27
v5 | Full | 3 | s-005_dlext_20141117_9579_9617.csv | F:\UPOD\Cell_DLE\CSV_files_raw_nieuwe_structuur\2014\sap5_re\m11 | F:\UPOD\Cell_DLE\CSV_files_raw_nieuwe_structuur\2014\sap5_re\m11\s-005_dlext_20141117_9579_9617.csv | 39
v5 | Full | 3 | s-005_dlext_20141118_9618_9658.csv | F:\UPOD\Cell_DLE\CSV_files_raw_nieuwe_structuur\2014\sap5_re\m11 | F:\UPOD\Cell_DLE\CSV_files_raw_nieuwe_structuur\2014\sap5_re\m11\s-005_dlext_20141118_9618_9658.csv | 41
v5 | Full | 3 | s-005_dlext_20141119_9659_9692.csv | F:\UPOD\Cell_DLE\CSV_files_raw_nieuwe_structuur\2014\sap5_re\m11 | F:\UPOD\Cell_DLE\CSV_files_raw_nieuwe_structuur\2014\sap5_re\m11\s-005_dlext_20141119_9659_9692.csv | 34
v5 | Full | 3 | s-005_dlext_20141120_9693_9737.csv | F:\UPOD\Cell_DLE\CSV_files_raw_nieuwe_structuur\2014\sap5_re\m11 | F:\UPOD\Cell_DLE\CSV_files_raw_nieuwe_structuur\2014\sap5_re\m11\s-005_dlext_20141120_9693_9737.csv | 45
v5 | Full | 3 | s-005_dlext_20141121_9738_9763.csv | F:\UPOD\Cell_DLE\CSV_files_raw_nieuwe_structuur\2014\sap5_re\m11 | F:\UPOD\Cell_DLE\CSV_files_raw_nieuwe_structuur\2014\sap5_re\m11\s-005_dlext_20141121_9738_9763.csv | 26
v5 | Full | 3 | s-005_dlext_20141124_9764_9776.csv | F:\UPOD\Cell_DLE\CSV_files_raw_nieuwe_structuur\2014\sap5_re\m11 | F:\UPOD\Cell_DLE\CSV_files_raw_nieuwe_structuur\2014\sap5_re\m11\s-005_dlext_20141124_9764_9776.csv | 13
v5 | Full | 3 | s-005_dlext_20141125_9777_9805.csv | F:\UPOD\Cell_DLE\CSV_files_raw_nieuwe_structuur\2014\sap5_re\m11 | F:\UPOD\Cell_DLE\CSV_files_raw_nieuwe_structuur\2014\sap5_re\m11\s-005_dlext_20141125_9777_9805.csv | 29
v5 | Full | 3 | s-005_dlext_20141126_9806_9840.csv | F:\UPOD\Cell_DLE\CSV_files_raw_nieuwe_structuur\2014\sap5_re\m11 | F:\UPOD\Cell_DLE\CSV_files_raw_nieuwe_structuur\2014\sap5_re\m11\s-005_dlext_20141126_9806_9840.csv | 35
v5 | Full | 3 | s-005_dlext_20141127_9841_9887.csv | F:\UPOD\Cell_DLE\CSV_files_raw_nieuwe_structuur\2014\sap5_re\m11 | F:\UPOD\Cell_DLE\CSV_files_raw_nieuwe_structuur\2014\sap5_re\m11\s-005_dlext_20141127_9841_9887.csv | 47
v5 | Full | 3 | s-005_dlext_20141201_9888_9925.csv | F:\UPOD\Cell_DLE\CSV_files_raw_nieuwe_structuur\2014\sap5_re\m12 | F:\UPOD\Cell_DLE\CSV_files_raw_nieuwe_structuur\2014\sap5_re\m12\s-005_dlext_20141201_9888_9925.csv | 38
v5 | Full | 3 | s-005_dlext_20141202_9926_9942.csv | F:\UPOD\Cell_DLE\CSV_files_raw_nieuwe_structuur\2014\sap5_re\m12 | F:\UPOD\Cell_DLE\CSV_files_raw_nieuwe_structuur\2014\sap5_re\m12\s-005_dlext_20141202_9926_9942.csv | 17
v5 | Full | 3 | s-005_dlext_20141203_9943_9986.csv | F:\UPOD\Cell_DLE\CSV_files_raw_nieuwe_structuur\2014\sap5_re\m12 | F:\UPOD\Cell_DLE\CSV_files_raw_nieuwe_structuur\2014\sap5_re\m12\s-005_dlext_20141203_9943_9986.csv | 44
v5 | Full | 3 | s-005_dlext_20141204_9987_0023.csv | F:\UPOD\Cell_DLE\CSV_files_raw_nieuwe_structuur\2014\sap5_re\m12 | F:\UPOD\Cell_DLE\CSV_files_raw_nieuwe_structuur\2014\sap5_re\m12\s-005_dlext_20141204_9987_0023.csv | 37
v5 | Full | 3 | s-005_dlext_20141205_0024_0059.csv | F:\UPOD\Cell_DLE\CSV_files_raw_nieuwe_structuur\2014\sap5_re\m12 | F:\UPOD\Cell_DLE\CSV_files_raw_nieuwe_structuur\2014\sap5_re\m12\s-005_dlext_20141205_0024_0059.csv | 36
v5 | Full | 3 | s-005_dlext_20141206_0060_0062.csv | F:\UPOD\Cell_DLE\CSV_files_raw_nieuwe_structuur\2014\sap5_re\m12 | F:\UPOD\Cell_DLE\CSV_files_raw_nieuwe_structuur\2014\sap5_re\m12\s-005_dlext_20141206_0060_0062.csv | 3
v5 | Full | 3 | s-005_dlext_20141208_0063_0085.csv | F:\UPOD\Cell_DLE\CSV_files_raw_nieuwe_structuur\2014\sap5_re\m12 | F:\UPOD\Cell_DLE\CSV_files_raw_nieuwe_structuur\2014\sap5_re\m12\s-005_dlext_20141208_0063_0085.csv | 23
v5 | Full | 3 | s-005_dlext_20141209_0086_0110.csv | F:\UPOD\Cell_DLE\CSV_files_raw_nieuwe_structuur\2014\sap5_re\m12 | F:\UPOD\Cell_DLE\CSV_files_raw_nieuwe_structuur\2014\sap5_re\m12\s-005_dlext_20141209_0086_0110.csv | 25
v5 | Full | 3 | s-005_dlext_20141210_0111_0124.csv | F:\UPOD\Cell_DLE\CSV_files_raw_nieuwe_structuur\2014\sap5_re\m12 | F:\UPOD\Cell_DLE\CSV_files_raw_nieuwe_structuur\2014\sap5_re\m12\s-005_dlext_20141210_0111_0124.csv | 14
v5 | Full | 3 | s-005_dlext_20141211_0125_0138.csv | F:\UPOD\Cell_DLE\CSV_files_raw_nieuwe_structuur\2014\sap5_re\m12 | F:\UPOD\Cell_DLE\CSV_files_raw_nieuwe_structuur\2014\sap5_re\m12\s-005_dlext_20141211_0125_0138.csv | 14
v5 | Full | 3 | s-005_dlext_20141212_0139_0140.csv | F:\UPOD\Cell_DLE\CSV_files_raw_nieuwe_structuur\2014\sap5_re\m12 | F:\UPOD\Cell_DLE\CSV_files_raw_nieuwe_structuur\2014\sap5_re\m12\s-005_dlext_20141212_0139_0140.csv | 2
v5 | Full | 3 | s-005_dlext_20141215_0141_0155.csv | F:\UPOD\Cell_DLE\CSV_files_raw_nieuwe_structuur\2014\sap5_re\m12 | F:\UPOD\Cell_DLE\CSV_files_raw_nieuwe_structuur\2014\sap5_re\m12\s-005_dlext_20141215_0141_0155.csv | 15
v5 | Full | 3 | s-005_dlext_20141216_0156_0172.csv | F:\UPOD\Cell_DLE\CSV_files_raw_nieuwe_structuur\2014\sap5_re\m12 | F:\UPOD\Cell_DLE\CSV_files_raw_nieuwe_structuur\2014\sap5_re\m12\s-005_dlext_20141216_0156_0172.csv | 17
v5 | Full | 3 | s-005_dlext_20141217_0173_0189.csv | F:\UPOD\Cell_DLE\CSV_files_raw_nieuwe_structuur\2014\sap5_re\m12 | F:\UPOD\Cell_DLE\CSV_files_raw_nieuwe_structuur\2014\sap5_re\m12\s-005_dlext_20141217_0173_0189.csv | 17
v5 | Full | 3 | s-005_dlext_20141218_0190_0227.csv | F:\UPOD\Cell_DLE\CSV_files_raw_nieuwe_structuur\2014\sap5_re\m12 | F:\UPOD\Cell_DLE\CSV_files_raw_nieuwe_structuur\2014\sap5_re\m12\s-005_dlext_20141218_0190_0227.csv | 38
v5 | Full | 3 | s-005_dlext_20141219_0228_0272.csv | F:\UPOD\Cell_DLE\CSV_files_raw_nieuwe_structuur\2014\sap5_re\m12 | F:\UPOD\Cell_DLE\CSV_files_raw_nieuwe_structuur\2014\sap5_re\m12\s-005_dlext_20141219_0228_0272.csv | 45
v5 | Full | 3 | s-005_dlext_20141222_0273_0306.csv | F:\UPOD\Cell_DLE\CSV_files_raw_nieuwe_structuur\2014\sap5_re\m12 | F:\UPOD\Cell_DLE\CSV_files_raw_nieuwe_structuur\2014\sap5_re\m12\s-005_dlext_20141222_0273_0306.csv | 34
v5 | Full | 3 | s-005_dlext_20141223_0307_0337.csv | F:\UPOD\Cell_DLE\CSV_files_raw_nieuwe_structuur\2014\sap5_re\m12 | F:\UPOD\Cell_DLE\CSV_files_raw_nieuwe_structuur\2014\sap5_re\m12\s-005_dlext_20141223_0307_0337.csv | 31
v5 | Full | 3 | s-005_dlext_20141224_0338_0353.csv | F:\UPOD\Cell_DLE\CSV_files_raw_nieuwe_structuur\2014\sap5_re\m12 | F:\UPOD\Cell_DLE\CSV_files_raw_nieuwe_structuur\2014\sap5_re\m12\s-005_dlext_20141224_0338_0353.csv | 16
v5 | Full | 3 | s-005_dlext_20150105_0354_0364.csv | F:\UPOD\Cell_DLE\CSV_files_raw_nieuwe_structuur\2015\sap5_re\m01 | F:\UPOD\Cell_DLE\CSV_files_raw_nieuwe_structuur\2015\sap5_re\m01\s-005_dlext_20150105_0354_0364.csv | 11
v5 | Full | 3 | s-005_dlext_20150106_0365_0381.csv | F:\UPOD\Cell_DLE\CSV_files_raw_nieuwe_structuur\2015\sap5_re\m01 | F:\UPOD\Cell_DLE\CSV_files_raw_nieuwe_structuur\2015\sap5_re\m01\s-005_dlext_20150106_0365_0381.csv | 17
v5 | Full | 3 | s-005_dlext_20150107_0382_0413.csv | F:\UPOD\Cell_DLE\CSV_files_raw_nieuwe_structuur\2015\sap5_re\m01 | F:\UPOD\Cell_DLE\CSV_files_raw_nieuwe_structuur\2015\sap5_re\m01\s-005_dlext_20150107_0382_0413.csv | 32
v5 | Full | 3 | s-005_dlext_20150108_0414_0462.csv | F:\UPOD\Cell_DLE\CSV_files_raw_nieuwe_structuur\2015\sap5_re\m01 | F:\UPOD\Cell_DLE\CSV_files_raw_nieuwe_structuur\2015\sap5_re\m01\s-005_dlext_20150108_0414_0462.csv | 49
v5 | Full | 3 | s-005_dlext_20150109_0463_0513.csv | F:\UPOD\Cell_DLE\CSV_files_raw_nieuwe_structuur\2015\sap5_re\m01 | F:\UPOD\Cell_DLE\CSV_files_raw_nieuwe_structuur\2015\sap5_re\m01\s-005_dlext_20150109_0463_0513.csv | 51
v5 | Full | 3 | s-005_dlext_20150112_0514_0537.csv | F:\UPOD\Cell_DLE\CSV_files_raw_nieuwe_structuur\2015\sap5_re\m01 | F:\UPOD\Cell_DLE\CSV_files_raw_nieuwe_structuur\2015\sap5_re\m01\s-005_dlext_20150112_0514_0537.csv | 24
v5 | Full | 3 | s-005_dlext_20150113_0538_0580.csv | F:\UPOD\Cell_DLE\CSV_files_raw_nieuwe_structuur\2015\sap5_re\m01 | F:\UPOD\Cell_DLE\CSV_files_raw_nieuwe_structuur\2015\sap5_re\m01\s-005_dlext_20150113_0538_0580.csv | 43
v5 | Full | 3 | s-005_dlext_20150114_0581_0614.csv | F:\UPOD\Cell_DLE\CSV_files_raw_nieuwe_structuur\2015\sap5_re\m01 | F:\UPOD\Cell_DLE\CSV_files_raw_nieuwe_structuur\2015\sap5_re\m01\s-005_dlext_20150114_0581_0614.csv | 34
v5 | Full | 3 | s-005_dlext_20150115_0615_0667.csv | F:\UPOD\Cell_DLE\CSV_files_raw_nieuwe_structuur\2015\sap5_re\m01 | F:\UPOD\Cell_DLE\CSV_files_raw_nieuwe_structuur\2015\sap5_re\m01\s-005_dlext_20150115_0615_0667.csv | 53
v5 | Full | 3 | s-005_dlext_20150116_0668_0697.csv | F:\UPOD\Cell_DLE\CSV_files_raw_nieuwe_structuur\2015\sap5_re\m01 | F:\UPOD\Cell_DLE\CSV_files_raw_nieuwe_structuur\2015\sap5_re\m01\s-005_dlext_20150116_0668_0697.csv | 30
v5 | Full | 3 | s-005_dlext_20150119_0698_0727.csv | F:\UPOD\Cell_DLE\CSV_files_raw_nieuwe_structuur\2015\sap5_re\m01 | F:\UPOD\Cell_DLE\CSV_files_raw_nieuwe_structuur\2015\sap5_re\m01\s-005_dlext_20150119_0698_0727.csv | 30
v5 | Full | 3 | s-005_dlext_20150120_0728_0769.csv | F:\UPOD\Cell_DLE\CSV_files_raw_nieuwe_structuur\2015\sap5_re\m01 | F:\UPOD\Cell_DLE\CSV_files_raw_nieuwe_structuur\2015\sap5_re\m01\s-005_dlext_20150120_0728_0769.csv | 42
v5 | Full | 3 | s-005_dlext_20150121_0770_0812.csv | F:\UPOD\Cell_DLE\CSV_files_raw_nieuwe_structuur\2015\sap5_re\m01 | F:\UPOD\Cell_DLE\CSV_files_raw_nieuwe_structuur\2015\sap5_re\m01\s-005_dlext_20150121_0770_0812.csv | 43
v5 | Full | 3 | s-005_dlext_20150122_0813_0842.csv | F:\UPOD\Cell_DLE\CSV_files_raw_nieuwe_structuur\2015\sap5_re\m01 | F:\UPOD\Cell_DLE\CSV_files_raw_nieuwe_structuur\2015\sap5_re\m01\s-005_dlext_20150122_0813_0842.csv | 30
v5 | Full | 3 | s-005_dlext_20150123_0843_0844.csv | F:\UPOD\Cell_DLE\CSV_files_raw_nieuwe_structuur\2015\sap5_re\m01 | F:\UPOD\Cell_DLE\CSV_files_raw_nieuwe_structuur\2015\sap5_re\m01\s-005_dlext_20150123_0843_0844.csv | 2
v5 | Full | 3 | s-005_dlext_20150126_0845_0867.csv | F:\UPOD\Cell_DLE\CSV_files_raw_nieuwe_structuur\2015\sap5_re\m01 | F:\UPOD\Cell_DLE\CSV_files_raw_nieuwe_structuur\2015\sap5_re\m01\s-005_dlext_20150126_0845_0867.csv | 23
v5 | Full | 3 | s-005_dlext_20150127_0868_0931.csv | F:\UPOD\Cell_DLE\CSV_files_raw_nieuwe_structuur\2015\sap5_re\m01 | F:\UPOD\Cell_DLE\CSV_files_raw_nieuwe_structuur\2015\sap5_re\m01\s-005_dlext_20150127_0868_0931.csv | 64
v5 | Full | 3 | s-005_dlext_20150128_0932_0982.csv | F:\UPOD\Cell_DLE\CSV_files_raw_nieuwe_structuur\2015\sap5_re\m01 | F:\UPOD\Cell_DLE\CSV_files_raw_nieuwe_structuur\2015\sap5_re\m01\s-005_dlext_20150128_0932_0982.csv | 51
v5 | Full | 3 | s-005_dlext_20150129_0983_1051.csv | F:\UPOD\Cell_DLE\CSV_files_raw_nieuwe_structuur\2015\sap5_re\m01 | F:\UPOD\Cell_DLE\CSV_files_raw_nieuwe_structuur\2015\sap5_re\m01\s-005_dlext_20150129_0983_1051.csv | 69
v5 | Full | 3 | s-005_dlext_20150130_1052_1078.csv | F:\UPOD\Cell_DLE\CSV_files_raw_nieuwe_structuur\2015\sap5_re\m01 | F:\UPOD\Cell_DLE\CSV_files_raw_nieuwe_structuur\2015\sap5_re\m01\s-005_dlext_20150130_1052_1078.csv | 27
v5 | Full | 3 | s-005_dlext_20150202_1079_1098.csv | F:\UPOD\Cell_DLE\CSV_files_raw_nieuwe_structuur\2015\sap5_re\m02 | F:\UPOD\Cell_DLE\CSV_files_raw_nieuwe_structuur\2015\sap5_re\m02\s-005_dlext_20150202_1079_1098.csv | 20
v5 | Full | 3 | s-005_dlext_20150203_1099_1115.csv | F:\UPOD\Cell_DLE\CSV_files_raw_nieuwe_structuur\2015\sap5_re\m02 | F:\UPOD\Cell_DLE\CSV_files_raw_nieuwe_structuur\2015\sap5_re\m02\s-005_dlext_20150203_1099_1115.csv | 17
v5 | Full | 3 | s-005_dlext_20150204_5911_1123.csv | F:\UPOD\Cell_DLE\CSV_files_raw_nieuwe_structuur\2015\sap5_re\m02 | F:\UPOD\Cell_DLE\CSV_files_raw_nieuwe_structuur\2015\sap5_re\m02\s-005_dlext_20150204_5911_1123.csv | 5213
v5 | Full | 3 | s-005_dlext_20150205_1124_1164.csv | F:\UPOD\Cell_DLE\CSV_files_raw_nieuwe_structuur\2015\sap5_re\m02 | F:\UPOD\Cell_DLE\CSV_files_raw_nieuwe_structuur\2015\sap5_re\m02\s-005_dlext_20150205_1124_1164.csv | 41
v5 | Full | 3 | s-005_dlext_20150206_1165_1187.csv | F:\UPOD\Cell_DLE\CSV_files_raw_nieuwe_structuur\2015\sap5_re\m02 | F:\UPOD\Cell_DLE\CSV_files_raw_nieuwe_structuur\2015\sap5_re\m02\s-005_dlext_20150206_1165_1187.csv | 23
v5 | Full | 3 | s-005_dlext_20150209_1188_1215.csv | F:\UPOD\Cell_DLE\CSV_files_raw_nieuwe_structuur\2015\sap5_re\m02 | F:\UPOD\Cell_DLE\CSV_files_raw_nieuwe_structuur\2015\sap5_re\m02\s-005_dlext_20150209_1188_1215.csv | 28
v5 | Full | 3 | s-005_dlext_20150210_1216_1238.csv | F:\UPOD\Cell_DLE\CSV_files_raw_nieuwe_structuur\2015\sap5_re\m02 | F:\UPOD\Cell_DLE\CSV_files_raw_nieuwe_structuur\2015\sap5_re\m02\s-005_dlext_20150210_1216_1238.csv | 23
v5 | Full | 3 | s-005_dlext_20150211_1239_1248.csv | F:\UPOD\Cell_DLE\CSV_files_raw_nieuwe_structuur\2015\sap5_re\m02 | F:\UPOD\Cell_DLE\CSV_files_raw_nieuwe_structuur\2015\sap5_re\m02\s-005_dlext_20150211_1239_1248.csv | 10
v5 | Full | 3 | s-005_dlext_20150212_1249_1268.csv | F:\UPOD\Cell_DLE\CSV_files_raw_nieuwe_structuur\2015\sap5_re\m02 | F:\UPOD\Cell_DLE\CSV_files_raw_nieuwe_structuur\2015\sap5_re\m02\s-005_dlext_20150212_1249_1268.csv | 20
v5 | Full | 3 | s-005_dlext_20150213_1269_1290.csv | F:\UPOD\Cell_DLE\CSV_files_raw_nieuwe_structuur\2015\sap5_re\m02 | F:\UPOD\Cell_DLE\CSV_files_raw_nieuwe_structuur\2015\sap5_re\m02\s-005_dlext_20150213_1269_1290.csv | 22
v5 | Full | 3 | s-005_dlext_20150216_1291_1305.csv | F:\UPOD\Cell_DLE\CSV_files_raw_nieuwe_structuur\2015\sap5_re\m02 | F:\UPOD\Cell_DLE\CSV_files_raw_nieuwe_structuur\2015\sap5_re\m02\s-005_dlext_20150216_1291_1305.csv | 15
v5 | Full | 3 | s-005_dlext_20150217_1306_1315.csv | F:\UPOD\Cell_DLE\CSV_files_raw_nieuwe_structuur\2015\sap5_re\m02 | F:\UPOD\Cell_DLE\CSV_files_raw_nieuwe_structuur\2015\sap5_re\m02\s-005_dlext_20150217_1306_1315.csv | 10
v5 | Full | 3 | s-005_dlext_20150218_1316_1355.csv | F:\UPOD\Cell_DLE\CSV_files_raw_nieuwe_structuur\2015\sap5_re\m02 | F:\UPOD\Cell_DLE\CSV_files_raw_nieuwe_structuur\2015\sap5_re\m02\s-005_dlext_20150218_1316_1355.csv | 40
v5 | Full | 3 | s-005_dlext_20150219_1356_1375.csv | F:\UPOD\Cell_DLE\CSV_files_raw_nieuwe_structuur\2015\sap5_re\m02 | F:\UPOD\Cell_DLE\CSV_files_raw_nieuwe_structuur\2015\sap5_re\m02\s-005_dlext_20150219_1356_1375.csv | 20
v5 | Full | 3 | s-005_dlext_20150220_1376_1410.csv | F:\UPOD\Cell_DLE\CSV_files_raw_nieuwe_structuur\2015\sap5_re\m02 | F:\UPOD\Cell_DLE\CSV_files_raw_nieuwe_structuur\2015\sap5_re\m02\s-005_dlext_20150220_1376_1410.csv | 35
v5 | Full | 3 | s-005_dlext_20150223_1411_1421.csv | F:\UPOD\Cell_DLE\CSV_files_raw_nieuwe_structuur\2015\sap5_re\m02 | F:\UPOD\Cell_DLE\CSV_files_raw_nieuwe_structuur\2015\sap5_re\m02\s-005_dlext_20150223_1411_1421.csv | 11
v5 | Full | 3 | s-005_dlext_20150224_1422_1452.csv | F:\UPOD\Cell_DLE\CSV_files_raw_nieuwe_structuur\2015\sap5_re\m02 | F:\UPOD\Cell_DLE\CSV_files_raw_nieuwe_structuur\2015\sap5_re\m02\s-005_dlext_20150224_1422_1452.csv | 31
v5 | Full | 3 | s-005_dlext_20150225_1453_1471.csv | F:\UPOD\Cell_DLE\CSV_files_raw_nieuwe_structuur\2015\sap5_re\m02 | F:\UPOD\Cell_DLE\CSV_files_raw_nieuwe_structuur\2015\sap5_re\m02\s-005_dlext_20150225_1453_1471.csv | 19
v5 | Full | 3 | s-005_dlext_20150226_1472_1493.csv | F:\UPOD\Cell_DLE\CSV_files_raw_nieuwe_structuur\2015\sap5_re\m02 | F:\UPOD\Cell_DLE\CSV_files_raw_nieuwe_structuur\2015\sap5_re\m02\s-005_dlext_20150226_1472_1493.csv | 22
v5 | Full | 3 | s-005_dlext_20150227_1494_1500.csv | F:\UPOD\Cell_DLE\CSV_files_raw_nieuwe_structuur\2015\sap5_re\m02 | F:\UPOD\Cell_DLE\CSV_files_raw_nieuwe_structuur\2015\sap5_re\m02\s-005_dlext_20150227_1494_1500.csv | 7
v5 | Full | 3 | s-005_dlext_20150302_1501_1514.csv | F:\UPOD\Cell_DLE\CSV_files_raw_nieuwe_structuur\2015\sap5_re\m03 | F:\UPOD\Cell_DLE\CSV_files_raw_nieuwe_structuur\2015\sap5_re\m03\s-005_dlext_20150302_1501_1514.csv | 14
v5 | Full | 3 | s-005_dlext_20150303_1515_1542.csv | F:\UPOD\Cell_DLE\CSV_files_raw_nieuwe_structuur\2015\sap5_re\m03 | F:\UPOD\Cell_DLE\CSV_files_raw_nieuwe_structuur\2015\sap5_re\m03\s-005_dlext_20150303_1515_1542.csv | 28
v5 | Full | 3 | s-005_dlext_20150304_1543_1557.csv | F:\UPOD\Cell_DLE\CSV_files_raw_nieuwe_structuur\2015\sap5_re\m03 | F:\UPOD\Cell_DLE\CSV_files_raw_nieuwe_structuur\2015\sap5_re\m03\s-005_dlext_20150304_1543_1557.csv | 15
v5 | Full | 3 | s-005_dlext_20150305_1558_1584.csv | F:\UPOD\Cell_DLE\CSV_files_raw_nieuwe_structuur\2015\sap5_re\m03 | F:\UPOD\Cell_DLE\CSV_files_raw_nieuwe_structuur\2015\sap5_re\m03\s-005_dlext_20150305_1558_1584.csv | 27
v5 | Full | 3 | s-005_dlext_20150306_1585_1607.csv | F:\UPOD\Cell_DLE\CSV_files_raw_nieuwe_structuur\2015\sap5_re\m03 | F:\UPOD\Cell_DLE\CSV_files_raw_nieuwe_structuur\2015\sap5_re\m03\s-005_dlext_20150306_1585_1607.csv | 23
v5 | Full | 3 | s-005_dlext_20150309_1608_1624.csv | F:\UPOD\Cell_DLE\CSV_files_raw_nieuwe_structuur\2015\sap5_re\m03 | F:\UPOD\Cell_DLE\CSV_files_raw_nieuwe_structuur\2015\sap5_re\m03\s-005_dlext_20150309_1608_1624.csv | 17
v5 | Full | 3 | s-005_dlext_20150310_1625_1648.csv | F:\UPOD\Cell_DLE\CSV_files_raw_nieuwe_structuur\2015\sap5_re\m03 | F:\UPOD\Cell_DLE\CSV_files_raw_nieuwe_structuur\2015\sap5_re\m03\s-005_dlext_20150310_1625_1648.csv | 24
v5 | Full | 3 | s-005_dlext_20150311_1649_1667.csv | F:\UPOD\Cell_DLE\CSV_files_raw_nieuwe_structuur\2015\sap5_re\m03 | F:\UPOD\Cell_DLE\CSV_files_raw_nieuwe_structuur\2015\sap5_re\m03\s-005_dlext_20150311_1649_1667.csv | 19
v5 | Full | 3 | s-005_dlext_20150312_1668_1691.csv | F:\UPOD\Cell_DLE\CSV_files_raw_nieuwe_structuur\2015\sap5_re\m03 | F:\UPOD\Cell_DLE\CSV_files_raw_nieuwe_structuur\2015\sap5_re\m03\s-005_dlext_20150312_1668_1691.csv | 24
v5 | Full | 3 | s-005_dlext_20150313_1692_1711.csv | F:\UPOD\Cell_DLE\CSV_files_raw_nieuwe_structuur\2015\sap5_re\m03 | F:\UPOD\Cell_DLE\CSV_files_raw_nieuwe_structuur\2015\sap5_re\m03\s-005_dlext_20150313_1692_1711.csv | 20
v5 | Full | 3 | s-005_dlext_20150316_1712_1729.csv | F:\UPOD\Cell_DLE\CSV_files_raw_nieuwe_structuur\2015\sap5_re\m03 | F:\UPOD\Cell_DLE\CSV_files_raw_nieuwe_structuur\2015\sap5_re\m03\s-005_dlext_20150316_1712_1729.csv | 18
v5 | Full | 3 | s-005_dlext_20150317_1730_1768.csv | F:\UPOD\Cell_DLE\CSV_files_raw_nieuwe_structuur\2015\sap5_re\m03 | F:\UPOD\Cell_DLE\CSV_files_raw_nieuwe_structuur\2015\sap5_re\m03\s-005_dlext_20150317_1730_1768.csv | 39
v5 | Full | 3 | s-005_dlext_20150318_1769_1801.csv | F:\UPOD\Cell_DLE\CSV_files_raw_nieuwe_structuur\2015\sap5_re\m03 | F:\UPOD\Cell_DLE\CSV_files_raw_nieuwe_structuur\2015\sap5_re\m03\s-005_dlext_20150318_1769_1801.csv | 33
v5 | Full | 3 | s-005_dlext_20150319_1802_1810.csv | F:\UPOD\Cell_DLE\CSV_files_raw_nieuwe_structuur\2015\sap5_re\m03 | F:\UPOD\Cell_DLE\CSV_files_raw_nieuwe_structuur\2015\sap5_re\m03\s-005_dlext_20150319_1802_1810.csv | 9
v5 | Full | 3 | s-005_dlext_20150320_1811_1835.csv | F:\UPOD\Cell_DLE\CSV_files_raw_nieuwe_structuur\2015\sap5_re\m03 | F:\UPOD\Cell_DLE\CSV_files_raw_nieuwe_structuur\2015\sap5_re\m03\s-005_dlext_20150320_1811_1835.csv | 25
v5 | Full | 3 | s-005_dlext_20150323_1836_1855.csv | F:\UPOD\Cell_DLE\CSV_files_raw_nieuwe_structuur\2015\sap5_re\m03 | F:\UPOD\Cell_DLE\CSV_files_raw_nieuwe_structuur\2015\sap5_re\m03\s-005_dlext_20150323_1836_1855.csv | 20
v5 | Full | 3 | s-005_dlext_20150324_1856_1870.csv | F:\UPOD\Cell_DLE\CSV_files_raw_nieuwe_structuur\2015\sap5_re\m03 | F:\UPOD\Cell_DLE\CSV_files_raw_nieuwe_structuur\2015\sap5_re\m03\s-005_dlext_20150324_1856_1870.csv | 15
v5 | Full | 3 | s-005_dlext_20150325_1871_1883.csv | F:\UPOD\Cell_DLE\CSV_files_raw_nieuwe_structuur\2015\sap5_re\m03 | F:\UPOD\Cell_DLE\CSV_files_raw_nieuwe_structuur\2015\sap5_re\m03\s-005_dlext_20150325_1871_1883.csv | 13
v5 | Full | 3 | s-005_dlext_20150326_1884_1891.csv | F:\UPOD\Cell_DLE\CSV_files_raw_nieuwe_structuur\2015\sap5_re\m03 | F:\UPOD\Cell_DLE\CSV_files_raw_nieuwe_structuur\2015\sap5_re\m03\s-005_dlext_20150326_1884_1891.csv | 8
v5 | Full | 3 | s-005_dlext_20150327_1892_1905.csv | F:\UPOD\Cell_DLE\CSV_files_raw_nieuwe_structuur\2015\sap5_re\m03 | F:\UPOD\Cell_DLE\CSV_files_raw_nieuwe_structuur\2015\sap5_re\m03\s-005_dlext_20150327_1892_1905.csv | 14
v5 | Full | 3 | s-005_dlext_20150330_1906_1929.csv | F:\UPOD\Cell_DLE\CSV_files_raw_nieuwe_structuur\2015\sap5_re\m03 | F:\UPOD\Cell_DLE\CSV_files_raw_nieuwe_structuur\2015\sap5_re\m03\s-005_dlext_20150330_1906_1929.csv | 24
v5 | Full | 3 | s-005_dlext_20150331_1930_1942.csv | F:\UPOD\Cell_DLE\CSV_files_raw_nieuwe_structuur\2015\sap5_re\m03 | F:\UPOD\Cell_DLE\CSV_files_raw_nieuwe_structuur\2015\sap5_re\m03\s-005_dlext_20150331_1930_1942.csv | 13
v5 | Full | 3 | s-005_dlext_20150401_1943_1951.csv | F:\UPOD\Cell_DLE\CSV_files_raw_nieuwe_structuur\2015\sap5_re\m04 | F:\UPOD\Cell_DLE\CSV_files_raw_nieuwe_structuur\2015\sap5_re\m04\s-005_dlext_20150401_1943_1951.csv | 9
v5 | Full | 3 | s-005_dlext_20150402_1952_1974.csv | F:\UPOD\Cell_DLE\CSV_files_raw_nieuwe_structuur\2015\sap5_re\m04 | F:\UPOD\Cell_DLE\CSV_files_raw_nieuwe_structuur\2015\sap5_re\m04\s-005_dlext_20150402_1952_1974.csv | 23
v5 | Full | 3 | s-005_dlext_20150408_1975_1989.csv | F:\UPOD\Cell_DLE\CSV_files_raw_nieuwe_structuur\2015\sap5_re\m04 | F:\UPOD\Cell_DLE\CSV_files_raw_nieuwe_structuur\2015\sap5_re\m04\s-005_dlext_20150408_1975_1989.csv | 15
v5 | Full | 3 | s-005_dlext_20150409_1990_2000.csv | F:\UPOD\Cell_DLE\CSV_files_raw_nieuwe_structuur\2015\sap5_re\m04 | F:\UPOD\Cell_DLE\CSV_files_raw_nieuwe_structuur\2015\sap5_re\m04\s-005_dlext_20150409_1990_2000.csv | 11
v5 | Full | 3 | s-005_dlext_20150410_2001_2016.csv | F:\UPOD\Cell_DLE\CSV_files_raw_nieuwe_structuur\2015\sap5_re\m04 | F:\UPOD\Cell_DLE\CSV_files_raw_nieuwe_structuur\2015\sap5_re\m04\s-005_dlext_20150410_2001_2016.csv | 16
v5 | Full | 3 | s-005_dlext_20150413_2017_2033.csv | F:\UPOD\Cell_DLE\CSV_files_raw_nieuwe_structuur\2015\sap5_re\m04 | F:\UPOD\Cell_DLE\CSV_files_raw_nieuwe_structuur\2015\sap5_re\m04\s-005_dlext_20150413_2017_2033.csv | 17
v5 | Full | 3 | s-005_dlext_20150414_2034_2061.csv | F:\UPOD\Cell_DLE\CSV_files_raw_nieuwe_structuur\2015\sap5_re\m04 | F:\UPOD\Cell_DLE\CSV_files_raw_nieuwe_structuur\2015\sap5_re\m04\s-005_dlext_20150414_2034_2061.csv | 28
v5 | Full | 3 | s-005_dlext_20150415_2062_2070.csv | F:\UPOD\Cell_DLE\CSV_files_raw_nieuwe_structuur\2015\sap5_re\m04 | F:\UPOD\Cell_DLE\CSV_files_raw_nieuwe_structuur\2015\sap5_re\m04\s-005_dlext_20150415_2062_2070.csv | 9
v5 | Full | 3 | s-005_dlext_20150416_2071_2079.csv | F:\UPOD\Cell_DLE\CSV_files_raw_nieuwe_structuur\2015\sap5_re\m04 | F:\UPOD\Cell_DLE\CSV_files_raw_nieuwe_structuur\2015\sap5_re\m04\s-005_dlext_20150416_2071_2079.csv | 9
v5 | Full | 3 | s-005_dlext_20150420_2080_2108.csv | F:\UPOD\Cell_DLE\CSV_files_raw_nieuwe_structuur\2015\sap5_re\m04 | F:\UPOD\Cell_DLE\CSV_files_raw_nieuwe_structuur\2015\sap5_re\m04\s-005_dlext_20150420_2080_2108.csv | 29
v5 | Full | 3 | s-005_dlext_20150421_2109_2122.csv | F:\UPOD\Cell_DLE\CSV_files_raw_nieuwe_structuur\2015\sap5_re\m04 | F:\UPOD\Cell_DLE\CSV_files_raw_nieuwe_structuur\2015\sap5_re\m04\s-005_dlext_20150421_2109_2122.csv | 14
v5 | Full | 3 | s-005_dlext_20150422_2123_2143.csv | F:\UPOD\Cell_DLE\CSV_files_raw_nieuwe_structuur\2015\sap5_re\m04 | F:\UPOD\Cell_DLE\CSV_files_raw_nieuwe_structuur\2015\sap5_re\m04\s-005_dlext_20150422_2123_2143.csv | 21
v5 | Full | 3 | s-005_dlext_20150423_2144_2155.csv | F:\UPOD\Cell_DLE\CSV_files_raw_nieuwe_structuur\2015\sap5_re\m04 | F:\UPOD\Cell_DLE\CSV_files_raw_nieuwe_structuur\2015\sap5_re\m04\s-005_dlext_20150423_2144_2155.csv | 12
v5 | Full | 3 | s-005_dlext_20150424_2156_2169.csv | F:\UPOD\Cell_DLE\CSV_files_raw_nieuwe_structuur\2015\sap5_re\m04 | F:\UPOD\Cell_DLE\CSV_files_raw_nieuwe_structuur\2015\sap5_re\m04\s-005_dlext_20150424_2156_2169.csv | 14
v5 | Full | 3 | s-005_dlext_20150428_2170_2182.csv | F:\UPOD\Cell_DLE\CSV_files_raw_nieuwe_structuur\2015\sap5_re\m04 | F:\UPOD\Cell_DLE\CSV_files_raw_nieuwe_structuur\2015\sap5_re\m04\s-005_dlext_20150428_2170_2182.csv | 13
v5 | Full | 3 | s-005_dlext_20150429_2183_2194.csv | F:\UPOD\Cell_DLE\CSV_files_raw_nieuwe_structuur\2015\sap5_re\m04 | F:\UPOD\Cell_DLE\CSV_files_raw_nieuwe_structuur\2015\sap5_re\m04\s-005_dlext_20150429_2183_2194.csv | 12
v5 | Full | 3 | s-005_dlext_20150430_2195_2219.csv | F:\UPOD\Cell_DLE\CSV_files_raw_nieuwe_structuur\2015\sap5_re\m04 | F:\UPOD\Cell_DLE\CSV_files_raw_nieuwe_structuur\2015\sap5_re\m04\s-005_dlext_20150430_2195_2219.csv | 25
v5 | Full | 3 | s-005_dlext_20150501_2220_2227.csv | F:\UPOD\Cell_DLE\CSV_files_raw_nieuwe_structuur\2015\sap5_re\m05 | F:\UPOD\Cell_DLE\CSV_files_raw_nieuwe_structuur\2015\sap5_re\m05\s-005_dlext_20150501_2220_2227.csv | 8
v5 | Full | 3 | s-005_dlext_20150504_2228_2237.csv | F:\UPOD\Cell_DLE\CSV_files_raw_nieuwe_structuur\2015\sap5_re\m05 | F:\UPOD\Cell_DLE\CSV_files_raw_nieuwe_structuur\2015\sap5_re\m05\s-005_dlext_20150504_2228_2237.csv | 10
v5 | Full | 3 | s-005_dlext_20150505_2238_2262.csv | F:\UPOD\Cell_DLE\CSV_files_raw_nieuwe_structuur\2015\sap5_re\m05 | F:\UPOD\Cell_DLE\CSV_files_raw_nieuwe_structuur\2015\sap5_re\m05\s-005_dlext_20150505_2238_2262.csv | 25
v5 | Full | 3 | s-005_dlext_20150506_2263_2287.csv | F:\UPOD\Cell_DLE\CSV_files_raw_nieuwe_structuur\2015\sap5_re\m05 | F:\UPOD\Cell_DLE\CSV_files_raw_nieuwe_structuur\2015\sap5_re\m05\s-005_dlext_20150506_2263_2287.csv | 25
v5 | Full | 3 | s-005_dlext_20150511_2288_2301.csv | F:\UPOD\Cell_DLE\CSV_files_raw_nieuwe_structuur\2015\sap5_re\m05 | F:\UPOD\Cell_DLE\CSV_files_raw_nieuwe_structuur\2015\sap5_re\m05\s-005_dlext_20150511_2288_2301.csv | 14
v5 | Full | 3 | s-005_dlext_20150512_2302_2321.csv | F:\UPOD\Cell_DLE\CSV_files_raw_nieuwe_structuur\2015\sap5_re\m05 | F:\UPOD\Cell_DLE\CSV_files_raw_nieuwe_structuur\2015\sap5_re\m05\s-005_dlext_20150512_2302_2321.csv | 20
v5 | Full | 3 | s-005_dlext_20150513_2322_2337.csv | F:\UPOD\Cell_DLE\CSV_files_raw_nieuwe_structuur\2015\sap5_re\m05 | F:\UPOD\Cell_DLE\CSV_files_raw_nieuwe_structuur\2015\sap5_re\m05\s-005_dlext_20150513_2322_2337.csv | 16
v5 | Full | 3 | s-005_dlext_20150518_2338_2349.csv | F:\UPOD\Cell_DLE\CSV_files_raw_nieuwe_structuur\2015\sap5_re\m05 | F:\UPOD\Cell_DLE\CSV_files_raw_nieuwe_structuur\2015\sap5_re\m05\s-005_dlext_20150518_2338_2349.csv | 12
v5 | Full | 3 | s-005_dlext_20150519_2350_2376.csv | F:\UPOD\Cell_DLE\CSV_files_raw_nieuwe_structuur\2015\sap5_re\m05 | F:\UPOD\Cell_DLE\CSV_files_raw_nieuwe_structuur\2015\sap5_re\m05\s-005_dlext_20150519_2350_2376.csv | 27
v5 | Full | 3 | s-005_dlext_20150520_2377_2399.csv | F:\UPOD\Cell_DLE\CSV_files_raw_nieuwe_structuur\2015\sap5_re\m05 | F:\UPOD\Cell_DLE\CSV_files_raw_nieuwe_structuur\2015\sap5_re\m05\s-005_dlext_20150520_2377_2399.csv | 23
v5 | Full | 3 | s-005_dlext_20150521_2400_2431.csv | F:\UPOD\Cell_DLE\CSV_files_raw_nieuwe_structuur\2015\sap5_re\m05 | F:\UPOD\Cell_DLE\CSV_files_raw_nieuwe_structuur\2015\sap5_re\m05\s-005_dlext_20150521_2400_2431.csv | 32
v5 | Full | 3 | s-005_dlext_20150522_2432_2441.csv | F:\UPOD\Cell_DLE\CSV_files_raw_nieuwe_structuur\2015\sap5_re\m05 | F:\UPOD\Cell_DLE\CSV_files_raw_nieuwe_structuur\2015\sap5_re\m05\s-005_dlext_20150522_2432_2441.csv | 10
v5 | Full | 3 | s-005_dlext_20150526_2442_2454.csv | F:\UPOD\Cell_DLE\CSV_files_raw_nieuwe_structuur\2015\sap5_re\m05 | F:\UPOD\Cell_DLE\CSV_files_raw_nieuwe_structuur\2015\sap5_re\m05\s-005_dlext_20150526_2442_2454.csv | 13
v5 | Full | 3 | s-005_dlext_20150527_2455_2468.csv | F:\UPOD\Cell_DLE\CSV_files_raw_nieuwe_structuur\2015\sap5_re\m05 | F:\UPOD\Cell_DLE\CSV_files_raw_nieuwe_structuur\2015\sap5_re\m05\s-005_dlext_20150527_2455_2468.csv | 14
v5 | Full | 3 | s-005_dlext_20150528_2469_2484.csv | F:\UPOD\Cell_DLE\CSV_files_raw_nieuwe_structuur\2015\sap5_re\m05 | F:\UPOD\Cell_DLE\CSV_files_raw_nieuwe_structuur\2015\sap5_re\m05\s-005_dlext_20150528_2469_2484.csv | 16
v5 | Full | 3 | s-005_dlext_20150601_2485_2496.csv | F:\UPOD\Cell_DLE\CSV_files_raw_nieuwe_structuur\2015\sap5_re\m06 | F:\UPOD\Cell_DLE\CSV_files_raw_nieuwe_structuur\2015\sap5_re\m06\s-005_dlext_20150601_2485_2496.csv | 12
v5 | Full | 3 | s-005_dlext_20150602_2497_2513.csv | F:\UPOD\Cell_DLE\CSV_files_raw_nieuwe_structuur\2015\sap5_re\m06 | F:\UPOD\Cell_DLE\CSV_files_raw_nieuwe_structuur\2015\sap5_re\m06\s-005_dlext_20150602_2497_2513.csv | 17
v5 | Full | 3 | s-005_dlext_20150603_2514_2545.csv | F:\UPOD\Cell_DLE\CSV_files_raw_nieuwe_structuur\2015\sap5_re\m06 | F:\UPOD\Cell_DLE\CSV_files_raw_nieuwe_structuur\2015\sap5_re\m06\s-005_dlext_20150603_2514_2545.csv | 32
v5 | Full | 3 | s-005_dlext_20150604_2546_2560.csv | F:\UPOD\Cell_DLE\CSV_files_raw_nieuwe_structuur\2015\sap5_re\m06 | F:\UPOD\Cell_DLE\CSV_files_raw_nieuwe_structuur\2015\sap5_re\m06\s-005_dlext_20150604_2546_2560.csv | 15
v5 | Full | 3 | s-005_dlext_20150608_2561_2568.csv | F:\UPOD\Cell_DLE\CSV_files_raw_nieuwe_structuur\2015\sap5_re\m06 | F:\UPOD\Cell_DLE\CSV_files_raw_nieuwe_structuur\2015\sap5_re\m06\s-005_dlext_20150608_2561_2568.csv | 8
v5 | Full | 3 | s-005_dlext_20150609_2569_2579.csv | F:\UPOD\Cell_DLE\CSV_files_raw_nieuwe_structuur\2015\sap5_re\m06 | F:\UPOD\Cell_DLE\CSV_files_raw_nieuwe_structuur\2015\sap5_re\m06\s-005_dlext_20150609_2569_2579.csv | 11
v5 | Full | 3 | s-005_dlext_20150610_2580_2595.csv | F:\UPOD\Cell_DLE\CSV_files_raw_nieuwe_structuur\2015\sap5_re\m06 | F:\UPOD\Cell_DLE\CSV_files_raw_nieuwe_structuur\2015\sap5_re\m06\s-005_dlext_20150610_2580_2595.csv | 16
v5 | Full | 3 | s-005_dlext_20150611_2596_2617.csv | F:\UPOD\Cell_DLE\CSV_files_raw_nieuwe_structuur\2015\sap5_re\m06 | F:\UPOD\Cell_DLE\CSV_files_raw_nieuwe_structuur\2015\sap5_re\m06\s-005_dlext_20150611_2596_2617.csv | 22
v5 | Full | 3 | s-005_dlext_20150615_2618_2631.csv | F:\UPOD\Cell_DLE\CSV_files_raw_nieuwe_structuur\2015\sap5_re\m06 | F:\UPOD\Cell_DLE\CSV_files_raw_nieuwe_structuur\2015\sap5_re\m06\s-005_dlext_20150615_2618_2631.csv | 14
v5 | Full | 3 | s-005_dlext_20150616_2632_2646.csv | F:\UPOD\Cell_DLE\CSV_files_raw_nieuwe_structuur\2015\sap5_re\m06 | F:\UPOD\Cell_DLE\CSV_files_raw_nieuwe_structuur\2015\sap5_re\m06\s-005_dlext_20150616_2632_2646.csv | 15
v5 | Full | 3 | s-005_dlext_20150617_2647_2655.csv | F:\UPOD\Cell_DLE\CSV_files_raw_nieuwe_structuur\2015\sap5_re\m06 | F:\UPOD\Cell_DLE\CSV_files_raw_nieuwe_structuur\2015\sap5_re\m06\s-005_dlext_20150617_2647_2655.csv | 9
v5 | Full | 3 | s-005_dlext_20150618_2656_2669.csv | F:\UPOD\Cell_DLE\CSV_files_raw_nieuwe_structuur\2015\sap5_re\m06 | F:\UPOD\Cell_DLE\CSV_files_raw_nieuwe_structuur\2015\sap5_re\m06\s-005_dlext_20150618_2656_2669.csv | 14
v5 | Full | 3 | s-005_dlext_20150619_2670_2680.csv | F:\UPOD\Cell_DLE\CSV_files_raw_nieuwe_structuur\2015\sap5_re\m06 | F:\UPOD\Cell_DLE\CSV_files_raw_nieuwe_structuur\2015\sap5_re\m06\s-005_dlext_20150619_2670_2680.csv | 11
v5 | Full | 3 | s-005_dlext_20150622_2681_2693.csv | F:\UPOD\Cell_DLE\CSV_files_raw_nieuwe_structuur\2015\sap5_re\m06 | F:\UPOD\Cell_DLE\CSV_files_raw_nieuwe_structuur\2015\sap5_re\m06\s-005_dlext_20150622_2681_2693.csv | 13
v5 | Full | 3 | s-005_dlext_20150623_2694_2705.csv | F:\UPOD\Cell_DLE\CSV_files_raw_nieuwe_structuur\2015\sap5_re\m06 | F:\UPOD\Cell_DLE\CSV_files_raw_nieuwe_structuur\2015\sap5_re\m06\s-005_dlext_20150623_2694_2705.csv | 12
v5 | Full | 3 | s-005_dlext_20150624_2706_2714.csv | F:\UPOD\Cell_DLE\CSV_files_raw_nieuwe_structuur\2015\sap5_re\m06 | F:\UPOD\Cell_DLE\CSV_files_raw_nieuwe_structuur\2015\sap5_re\m06\s-005_dlext_20150624_2706_2714.csv | 9
v5 | Full | 3 | s-005_dlext_20150625_2715_2728.csv | F:\UPOD\Cell_DLE\CSV_files_raw_nieuwe_structuur\2015\sap5_re\m06 | F:\UPOD\Cell_DLE\CSV_files_raw_nieuwe_structuur\2015\sap5_re\m06\s-005_dlext_20150625_2715_2728.csv | 14
v5 | Full | 3 | s-005_dlext_20150626_2729_2743.csv | F:\UPOD\Cell_DLE\CSV_files_raw_nieuwe_structuur\2015\sap5_re\m06 | F:\UPOD\Cell_DLE\CSV_files_raw_nieuwe_structuur\2015\sap5_re\m06\s-005_dlext_20150626_2729_2743.csv | 15
v5 | Full | 3 | s-005_dlext_20150629_2744_2778.csv | F:\UPOD\Cell_DLE\CSV_files_raw_nieuwe_structuur\2015\sap5_re\m06 | F:\UPOD\Cell_DLE\CSV_files_raw_nieuwe_structuur\2015\sap5_re\m06\s-005_dlext_20150629_2744_2778.csv | 35
v5 | Full | 3 | s-005_dlext_20150630_2779_2791.csv | F:\UPOD\Cell_DLE\CSV_files_raw_nieuwe_structuur\2015\sap5_re\m06 | F:\UPOD\Cell_DLE\CSV_files_raw_nieuwe_structuur\2015\sap5_re\m06\s-005_dlext_20150630_2779_2791.csv | 13
v5 | Full | 3 | s-005_dlext_20150701_2792_2835.csv | F:\UPOD\Cell_DLE\CSV_files_raw_nieuwe_structuur\2015\sap5_re\m07 | F:\UPOD\Cell_DLE\CSV_files_raw_nieuwe_structuur\2015\sap5_re\m07\s-005_dlext_20150701_2792_2835.csv | 44
v5 | Full | 3 | s-005_dlext_20150702_2836_2862.csv | F:\UPOD\Cell_DLE\CSV_files_raw_nieuwe_structuur\2015\sap5_re\m07 | F:\UPOD\Cell_DLE\CSV_files_raw_nieuwe_structuur\2015\sap5_re\m07\s-005_dlext_20150702_2836_2862.csv | 27
v5 | Full | 3 | s-005_dlext_20150703_2863_2918.csv | F:\UPOD\Cell_DLE\CSV_files_raw_nieuwe_structuur\2015\sap5_re\m07 | F:\UPOD\Cell_DLE\CSV_files_raw_nieuwe_structuur\2015\sap5_re\m07\s-005_dlext_20150703_2863_2918.csv | 56
v5 | Full | 3 | s-005_dlext_20150706_2919_2930.csv | F:\UPOD\Cell_DLE\CSV_files_raw_nieuwe_structuur\2015\sap5_re\m07 | F:\UPOD\Cell_DLE\CSV_files_raw_nieuwe_structuur\2015\sap5_re\m07\s-005_dlext_20150706_2919_2930.csv | 12
v5 | Full | 3 | s-005_dlext_20150707_2931_2938.csv | F:\UPOD\Cell_DLE\CSV_files_raw_nieuwe_structuur\2015\sap5_re\m07 | F:\UPOD\Cell_DLE\CSV_files_raw_nieuwe_structuur\2015\sap5_re\m07\s-005_dlext_20150707_2931_2938.csv | 8
v5 | Full | 3 | s-005_dlext_20150708_2939_2955.csv | F:\UPOD\Cell_DLE\CSV_files_raw_nieuwe_structuur\2015\sap5_re\m07 | F:\UPOD\Cell_DLE\CSV_files_raw_nieuwe_structuur\2015\sap5_re\m07\s-005_dlext_20150708_2939_2955.csv | 17
v5 | Full | 3 | s-005_dlext_20150709_2956_2966.csv | F:\UPOD\Cell_DLE\CSV_files_raw_nieuwe_structuur\2015\sap5_re\m07 | F:\UPOD\Cell_DLE\CSV_files_raw_nieuwe_structuur\2015\sap5_re\m07\s-005_dlext_20150709_2956_2966.csv | 11
v5 | Full | 3 | s-005_dlext_20150713_2967_2991.csv | F:\UPOD\Cell_DLE\CSV_files_raw_nieuwe_structuur\2015\sap5_re\m07 | F:\UPOD\Cell_DLE\CSV_files_raw_nieuwe_structuur\2015\sap5_re\m07\s-005_dlext_20150713_2967_2991.csv | 25
v5 | Full | 3 | s-005_dlext_20150714_2992_3015.csv | F:\UPOD\Cell_DLE\CSV_files_raw_nieuwe_structuur\2015\sap5_re\m07 | F:\UPOD\Cell_DLE\CSV_files_raw_nieuwe_structuur\2015\sap5_re\m07\s-005_dlext_20150714_2992_3015.csv | 24
v5 | Full | 3 | s-005_dlext_20150716_3016_3028.csv | F:\UPOD\Cell_DLE\CSV_files_raw_nieuwe_structuur\2015\sap5_re\m07 | F:\UPOD\Cell_DLE\CSV_files_raw_nieuwe_structuur\2015\sap5_re\m07\s-005_dlext_20150716_3016_3028.csv | 13
v5 | Full | 3 | s-005_dlext_20150717_3029_3037.csv | F:\UPOD\Cell_DLE\CSV_files_raw_nieuwe_structuur\2015\sap5_re\m07 | F:\UPOD\Cell_DLE\CSV_files_raw_nieuwe_structuur\2015\sap5_re\m07\s-005_dlext_20150717_3029_3037.csv | 9
v5 | Full | 3 | s-005_dlext_20150720_3038_3064.csv | F:\UPOD\Cell_DLE\CSV_files_raw_nieuwe_structuur\2015\sap5_re\m07 | F:\UPOD\Cell_DLE\CSV_files_raw_nieuwe_structuur\2015\sap5_re\m07\s-005_dlext_20150720_3038_3064.csv | 27
v5 | Full | 3 | s-005_dlext_20150722_3065_3069.csv | F:\UPOD\Cell_DLE\CSV_files_raw_nieuwe_structuur\2015\sap5_re\m07 | F:\UPOD\Cell_DLE\CSV_files_raw_nieuwe_structuur\2015\sap5_re\m07\s-005_dlext_20150722_3065_3069.csv | 5
v5 | Full | 3 | s-005_dlext_20150723_3070_3075.csv | F:\UPOD\Cell_DLE\CSV_files_raw_nieuwe_structuur\2015\sap5_re\m07 | F:\UPOD\Cell_DLE\CSV_files_raw_nieuwe_structuur\2015\sap5_re\m07\s-005_dlext_20150723_3070_3075.csv | 6
v5 | Full | 3 | s-005_dlext_20150724_3076_3079.csv | F:\UPOD\Cell_DLE\CSV_files_raw_nieuwe_structuur\2015\sap5_re\m07 | F:\UPOD\Cell_DLE\CSV_files_raw_nieuwe_structuur\2015\sap5_re\m07\s-005_dlext_20150724_3076_3079.csv | 4
v5 | Full | 3 | s-005_dlext_20150727_3080_3103.csv | F:\UPOD\Cell_DLE\CSV_files_raw_nieuwe_structuur\2015\sap5_re\m07 | F:\UPOD\Cell_DLE\CSV_files_raw_nieuwe_structuur\2015\sap5_re\m07\s-005_dlext_20150727_3080_3103.csv | 24
v5 | Full | 3 | s-005_dlext_20150728_3104_3127.csv | F:\UPOD\Cell_DLE\CSV_files_raw_nieuwe_structuur\2015\sap5_re\m07 | F:\UPOD\Cell_DLE\CSV_files_raw_nieuwe_structuur\2015\sap5_re\m07\s-005_dlext_20150728_3104_3127.csv | 24
v5 | Full | 3 | s-005_dlext_20150730_3128_3132.csv | F:\UPOD\Cell_DLE\CSV_files_raw_nieuwe_structuur\2015\sap5_re\m07 | F:\UPOD\Cell_DLE\CSV_files_raw_nieuwe_structuur\2015\sap5_re\m07\s-005_dlext_20150730_3128_3132.csv | 5
v5 | Full | 3 | s-005_dlext_20150731_3133_3137.csv | F:\UPOD\Cell_DLE\CSV_files_raw_nieuwe_structuur\2015\sap4_783\m07 | F:\UPOD\Cell_DLE\CSV_files_raw_nieuwe_structuur\2015\sap4_783\m07\s-005_dlext_20150731_3133_3137.csv | 5
v5 | Full | 3 | s-005_dlext_20150731_3133_3137.csv | F:\UPOD\Cell_DLE\CSV_files_raw_nieuwe_structuur\2015\sap5_re\m08 | F:\UPOD\Cell_DLE\CSV_files_raw_nieuwe_structuur\2015\sap5_re\m08\s-005_dlext_20150731_3133_3137.csv | 5
v5 | Full | 3 | s-005_dlext_20150803_3138_3168.csv | F:\UPOD\Cell_DLE\CSV_files_raw_nieuwe_structuur\2015\sap5_re\m08 | F:\UPOD\Cell_DLE\CSV_files_raw_nieuwe_structuur\2015\sap5_re\m08\s-005_dlext_20150803_3138_3168.csv | 31
v5 | Full | 3 | s-005_dlext_20150804_3169_3195.csv | F:\UPOD\Cell_DLE\CSV_files_raw_nieuwe_structuur\2015\sap5_re\m08 | F:\UPOD\Cell_DLE\CSV_files_raw_nieuwe_structuur\2015\sap5_re\m08\s-005_dlext_20150804_3169_3195.csv | 27
v5 | Full | 3 | s-005_dlext_20150805_3196_3205.csv | F:\UPOD\Cell_DLE\CSV_files_raw_nieuwe_structuur\2015\sap5_re\m08 | F:\UPOD\Cell_DLE\CSV_files_raw_nieuwe_structuur\2015\sap5_re\m08\s-005_dlext_20150805_3196_3205.csv | 10
v5 | Full | 3 | s-005_dlext_20150806_3206_3212.csv | F:\UPOD\Cell_DLE\CSV_files_raw_nieuwe_structuur\2015\sap5_re\m08 | F:\UPOD\Cell_DLE\CSV_files_raw_nieuwe_structuur\2015\sap5_re\m08\s-005_dlext_20150806_3206_3212.csv | 7
v5 | Full | 3 | s-005_dlext_20150810_3213_3236.csv | F:\UPOD\Cell_DLE\CSV_files_raw_nieuwe_structuur\2015\sap5_re\m08 | F:\UPOD\Cell_DLE\CSV_files_raw_nieuwe_structuur\2015\sap5_re\m08\s-005_dlext_20150810_3213_3236.csv | 24
v5 | Full | 3 | s-005_dlext_20150811_3237_3261.csv | F:\UPOD\Cell_DLE\CSV_files_raw_nieuwe_structuur\2015\sap5_re\m08 | F:\UPOD\Cell_DLE\CSV_files_raw_nieuwe_structuur\2015\sap5_re\m08\s-005_dlext_20150811_3237_3261.csv | 25
v5 | Full | 3 | s-005_dlext_20150812_3262_3270.csv | F:\UPOD\Cell_DLE\CSV_files_raw_nieuwe_structuur\2015\sap5_re\m08 | F:\UPOD\Cell_DLE\CSV_files_raw_nieuwe_structuur\2015\sap5_re\m08\s-005_dlext_20150812_3262_3270.csv | 9
v5 | Full | 3 | s-005_dlext_20150813_3271_3282.csv | F:\UPOD\Cell_DLE\CSV_files_raw_nieuwe_structuur\2015\sap5_re\m08 | F:\UPOD\Cell_DLE\CSV_files_raw_nieuwe_structuur\2015\sap5_re\m08\s-005_dlext_20150813_3271_3282.csv | 12
v5 | Full | 3 | s-005_dlext_20150817_3283_3294.csv | F:\UPOD\Cell_DLE\CSV_files_raw_nieuwe_structuur\2015\sap5_re\m08 | F:\UPOD\Cell_DLE\CSV_files_raw_nieuwe_structuur\2015\sap5_re\m08\s-005_dlext_20150817_3283_3294.csv | 12
v5 | Full | 3 | s-005_dlext_20150818_3295_3303.csv | F:\UPOD\Cell_DLE\CSV_files_raw_nieuwe_structuur\2015\sap5_re\m08 | F:\UPOD\Cell_DLE\CSV_files_raw_nieuwe_structuur\2015\sap5_re\m08\s-005_dlext_20150818_3295_3303.csv | 9
v5 | Full | 3 | s-005_dlext_20150819_3304_3311.csv | F:\UPOD\Cell_DLE\CSV_files_raw_nieuwe_structuur\2015\sap5_re\m08 | F:\UPOD\Cell_DLE\CSV_files_raw_nieuwe_structuur\2015\sap5_re\m08\s-005_dlext_20150819_3304_3311.csv | 8
v5 | Full | 3 | s-005_dlext_20150820_3312_3322.csv | F:\UPOD\Cell_DLE\CSV_files_raw_nieuwe_structuur\2015\sap5_re\m08 | F:\UPOD\Cell_DLE\CSV_files_raw_nieuwe_structuur\2015\sap5_re\m08\s-005_dlext_20150820_3312_3322.csv | 11
v5 | Full | 3 | s-005_dlext_20150824_3323_3331.csv | F:\UPOD\Cell_DLE\CSV_files_raw_nieuwe_structuur\2015\sap5_re\m08 | F:\UPOD\Cell_DLE\CSV_files_raw_nieuwe_structuur\2015\sap5_re\m08\s-005_dlext_20150824_3323_3331.csv | 9
v5 | Full | 3 | s-005_dlext_20150825_3332_3355.csv | F:\UPOD\Cell_DLE\CSV_files_raw_nieuwe_structuur\2015\sap5_re\m08 | F:\UPOD\Cell_DLE\CSV_files_raw_nieuwe_structuur\2015\sap5_re\m08\s-005_dlext_20150825_3332_3355.csv | 24
v5 | Full | 3 | s-005_dlext_20150826_3356_3363.csv | F:\UPOD\Cell_DLE\CSV_files_raw_nieuwe_structuur\2015\sap5_re\m08 | F:\UPOD\Cell_DLE\CSV_files_raw_nieuwe_structuur\2015\sap5_re\m08\s-005_dlext_20150826_3356_3363.csv | 8
v5 | Full | 3 | s-005_dlext_20150827_3364_3371.csv | F:\UPOD\Cell_DLE\CSV_files_raw_nieuwe_structuur\2015\sap5_re\m08 | F:\UPOD\Cell_DLE\CSV_files_raw_nieuwe_structuur\2015\sap5_re\m08\s-005_dlext_20150827_3364_3371.csv | 8
v5 | Full | 3 | s-005_dlext_20150828_3372_3379.csv | F:\UPOD\Cell_DLE\CSV_files_raw_nieuwe_structuur\2015\sap5_re\m08 | F:\UPOD\Cell_DLE\CSV_files_raw_nieuwe_structuur\2015\sap5_re\m08\s-005_dlext_20150828_3372_3379.csv | 8
v5 | Full | 3 | s-005_dlext_20150831_3380_3387.csv | F:\UPOD\Cell_DLE\CSV_files_raw_nieuwe_structuur\2015\sap5_re\m08 | F:\UPOD\Cell_DLE\CSV_files_raw_nieuwe_structuur\2015\sap5_re\m08\s-005_dlext_20150831_3380_3387.csv | 8
v5 | Full | 3 | s-005_dlext_20150901_3388_3397.csv | F:\UPOD\Cell_DLE\CSV_files_raw_nieuwe_structuur\2015\sap5_re\m09 | F:\UPOD\Cell_DLE\CSV_files_raw_nieuwe_structuur\2015\sap5_re\m09\s-005_dlext_20150901_3388_3397.csv | 10
v5 | Full | 3 | s-005_dlext_20150902_3398_3408.csv | F:\UPOD\Cell_DLE\CSV_files_raw_nieuwe_structuur\2015\sap5_re\m09 | F:\UPOD\Cell_DLE\CSV_files_raw_nieuwe_structuur\2015\sap5_re\m09\s-005_dlext_20150902_3398_3408.csv | 11
v5 | Full | 3 | s-005_dlext_20150903_3409_3416.csv | F:\UPOD\Cell_DLE\CSV_files_raw_nieuwe_structuur\2015\sap5_re\m09 | F:\UPOD\Cell_DLE\CSV_files_raw_nieuwe_structuur\2015\sap5_re\m09\s-005_dlext_20150903_3409_3416.csv | 8
v5 | Full | 3 | s-005_dlext_20150904_3417_3424.csv | F:\UPOD\Cell_DLE\CSV_files_raw_nieuwe_structuur\2015\sap5_re\m09 | F:\UPOD\Cell_DLE\CSV_files_raw_nieuwe_structuur\2015\sap5_re\m09\s-005_dlext_20150904_3417_3424.csv | 8
v5 | Full | 3 | s-005_dlext_20150907_3425_3432.csv | F:\UPOD\Cell_DLE\CSV_files_raw_nieuwe_structuur\2015\sap5_re\m09 | F:\UPOD\Cell_DLE\CSV_files_raw_nieuwe_structuur\2015\sap5_re\m09\s-005_dlext_20150907_3425_3432.csv | 8
v5 | Full | 3 | s-005_dlext_20150908_3433_3443.csv | F:\UPOD\Cell_DLE\CSV_files_raw_nieuwe_structuur\2015\sap5_re\m09 | F:\UPOD\Cell_DLE\CSV_files_raw_nieuwe_structuur\2015\sap5_re\m09\s-005_dlext_20150908_3433_3443.csv | 11
v5 | Full | 3 | s-005_dlext_20150909_3444_3451.csv | F:\UPOD\Cell_DLE\CSV_files_raw_nieuwe_structuur\2015\sap5_re\m09 | F:\UPOD\Cell_DLE\CSV_files_raw_nieuwe_structuur\2015\sap5_re\m09\s-005_dlext_20150909_3444_3451.csv | 8
v5 | Full | 3 | s-005_dlext_20150910_3452_3462.csv | F:\UPOD\Cell_DLE\CSV_files_raw_nieuwe_structuur\2015\sap5_re\m09 | F:\UPOD\Cell_DLE\CSV_files_raw_nieuwe_structuur\2015\sap5_re\m09\s-005_dlext_20150910_3452_3462.csv | 11
v5 | Full | 3 | s-005_dlext_20150914_3463_3473.csv | F:\UPOD\Cell_DLE\CSV_files_raw_nieuwe_structuur\2015\sap5_re\m09 | F:\UPOD\Cell_DLE\CSV_files_raw_nieuwe_structuur\2015\sap5_re\m09\s-005_dlext_20150914_3463_3473.csv | 11
v5 | Full | 3 | s-005_dlext_20150915_3474_3481.csv | F:\UPOD\Cell_DLE\CSV_files_raw_nieuwe_structuur\2015\sap5_re\m09 | F:\UPOD\Cell_DLE\CSV_files_raw_nieuwe_structuur\2015\sap5_re\m09\s-005_dlext_20150915_3474_3481.csv | 8
v5 | Full | 3 | s-005_dlext_20150916_3482_3497.csv | F:\UPOD\Cell_DLE\CSV_files_raw_nieuwe_structuur\2015\sap5_re\m09 | F:\UPOD\Cell_DLE\CSV_files_raw_nieuwe_structuur\2015\sap5_re\m09\s-005_dlext_20150916_3482_3497.csv | 16
v5 | Full | 3 | s-005_dlext_20150917_3498_3513.csv | F:\UPOD\Cell_DLE\CSV_files_raw_nieuwe_structuur\2015\sap5_re\m09 | F:\UPOD\Cell_DLE\CSV_files_raw_nieuwe_structuur\2015\sap5_re\m09\s-005_dlext_20150917_3498_3513.csv | 16
v5 | Full | 3 | s-005_dlext_20150921_3514_3523.csv | F:\UPOD\Cell_DLE\CSV_files_raw_nieuwe_structuur\2015\sap5_re\m09 | F:\UPOD\Cell_DLE\CSV_files_raw_nieuwe_structuur\2015\sap5_re\m09\s-005_dlext_20150921_3514_3523.csv | 10
v5 | Full | 3 | s-005_dlext_20150922_3524_3559.csv | F:\UPOD\Cell_DLE\CSV_files_raw_nieuwe_structuur\2015\sap5_re\m09 | F:\UPOD\Cell_DLE\CSV_files_raw_nieuwe_structuur\2015\sap5_re\m09\s-005_dlext_20150922_3524_3559.csv | 36
v5 | Full | 3 | s-005_dlext_20150924_3560_3580.csv | F:\UPOD\Cell_DLE\CSV_files_raw_nieuwe_structuur\2015\sap5_re\m09 | F:\UPOD\Cell_DLE\CSV_files_raw_nieuwe_structuur\2015\sap5_re\m09\s-005_dlext_20150924_3560_3580.csv | 21
v5 | Full | 3 | s-005_dlext_20150925_3581_3590.csv | F:\UPOD\Cell_DLE\CSV_files_raw_nieuwe_structuur\2015\sap5_re\m09 | F:\UPOD\Cell_DLE\CSV_files_raw_nieuwe_structuur\2015\sap5_re\m09\s-005_dlext_20150925_3581_3590.csv | 10
v5 | Full | 3 | s-005_dlext_20150928_3591_3598.csv | F:\UPOD\Cell_DLE\CSV_files_raw_nieuwe_structuur\2015\sap5_re\m09 | F:\UPOD\Cell_DLE\CSV_files_raw_nieuwe_structuur\2015\sap5_re\m09\s-005_dlext_20150928_3591_3598.csv | 8
v5 | Full | 3 | s-005_dlext_20151001_3599_3600.csv | F:\UPOD\Cell_DLE\CSV_files_raw_nieuwe_structuur\2015\sap5_re\m10 | F:\UPOD\Cell_DLE\CSV_files_raw_nieuwe_structuur\2015\sap5_re\m10\s-005_dlext_20151001_3599_3600.csv | 2
v5 | Full | 3 | s-005_dlext_20151005_3601_3608.csv | F:\UPOD\Cell_DLE\CSV_files_raw_nieuwe_structuur\2015\sap5_re\m10 | F:\UPOD\Cell_DLE\CSV_files_raw_nieuwe_structuur\2015\sap5_re\m10\s-005_dlext_20151005_3601_3608.csv | 8
v5 | Full | 3 | s-005_dlext_20151006_3609_3617.csv | F:\UPOD\Cell_DLE\CSV_files_raw_nieuwe_structuur\2015\sap5_re\m10 | F:\UPOD\Cell_DLE\CSV_files_raw_nieuwe_structuur\2015\sap5_re\m10\s-005_dlext_20151006_3609_3617.csv | 9
v5 | Full | 3 | s-005_dlext_20151007_3618_3625.csv | F:\UPOD\Cell_DLE\CSV_files_raw_nieuwe_structuur\2015\sap5_re\m10 | F:\UPOD\Cell_DLE\CSV_files_raw_nieuwe_structuur\2015\sap5_re\m10\s-005_dlext_20151007_3618_3625.csv | 8
v5 | Full | 3 | s-005_dlext_20151012_3626_3636.csv | F:\UPOD\Cell_DLE\CSV_files_raw_nieuwe_structuur\2015\sap5_re\m10 | F:\UPOD\Cell_DLE\CSV_files_raw_nieuwe_structuur\2015\sap5_re\m10\s-005_dlext_20151012_3626_3636.csv | 11
v5 | Full | 3 | s-005_dlext_20151013_3637_3646.csv | F:\UPOD\Cell_DLE\CSV_files_raw_nieuwe_structuur\2015\sap5_re\m10 | F:\UPOD\Cell_DLE\CSV_files_raw_nieuwe_structuur\2015\sap5_re\m10\s-005_dlext_20151013_3637_3646.csv | 10
v5 | Full | 3 | s-005_dlext_20151014_3647_3654.csv | F:\UPOD\Cell_DLE\CSV_files_raw_nieuwe_structuur\2015\sap5_re\m10 | F:\UPOD\Cell_DLE\CSV_files_raw_nieuwe_structuur\2015\sap5_re\m10\s-005_dlext_20151014_3647_3654.csv | 8
v5 | Full | 3 | s-005_dlext_20151015_3655_3687.csv | F:\UPOD\Cell_DLE\CSV_files_raw_nieuwe_structuur\2015\sap5_re\m10 | F:\UPOD\Cell_DLE\CSV_files_raw_nieuwe_structuur\2015\sap5_re\m10\s-005_dlext_20151015_3655_3687.csv | 33
v5 | Full | 3 | s-005_dlext_20151019_3688_3689.csv | F:\UPOD\Cell_DLE\CSV_files_raw_nieuwe_structuur\2015\sap5_re\m10 | F:\UPOD\Cell_DLE\CSV_files_raw_nieuwe_structuur\2015\sap5_re\m10\s-005_dlext_20151019_3688_3689.csv | 2
v5 | Full | 3 | s-005_dlext_20151022_3690_3703.csv | F:\UPOD\Cell_DLE\CSV_files_raw_nieuwe_structuur\2015\sap5_re\m10 | F:\UPOD\Cell_DLE\CSV_files_raw_nieuwe_structuur\2015\sap5_re\m10\s-005_dlext_20151022_3690_3703.csv | 14
v5 | Full | 3 | s-005_dlext_20151023_3704_3721.csv | F:\UPOD\Cell_DLE\CSV_files_raw_nieuwe_structuur\2015\sap5_re\m10 | F:\UPOD\Cell_DLE\CSV_files_raw_nieuwe_structuur\2015\sap5_re\m10\s-005_dlext_20151023_3704_3721.csv | 18
v5 | Full | 3 | s-005_dlext_20151026_3722_3729.csv | F:\UPOD\Cell_DLE\CSV_files_raw_nieuwe_structuur\2015\sap5_re\m10 | F:\UPOD\Cell_DLE\CSV_files_raw_nieuwe_structuur\2015\sap5_re\m10\s-005_dlext_20151026_3722_3729.csv | 8
v5 | Full | 3 | s-005_dlext_20151027_3730_3740.csv | F:\UPOD\Cell_DLE\CSV_files_raw_nieuwe_structuur\2015\sap5_re\m10 | F:\UPOD\Cell_DLE\CSV_files_raw_nieuwe_structuur\2015\sap5_re\m10\s-005_dlext_20151027_3730_3740.csv | 11
v5 | Full | 3 | s-005_dlext_20151028_3741_3751.csv | F:\UPOD\Cell_DLE\CSV_files_raw_nieuwe_structuur\2015\sap5_re\m10 | F:\UPOD\Cell_DLE\CSV_files_raw_nieuwe_structuur\2015\sap5_re\m10\s-005_dlext_20151028_3741_3751.csv | 11
v5 | Full | 3 | s-005_dlext_20151029_3752_3761.csv | F:\UPOD\Cell_DLE\CSV_files_raw_nieuwe_structuur\2015\sap5_re\m10 | F:\UPOD\Cell_DLE\CSV_files_raw_nieuwe_structuur\2015\sap5_re\m10\s-005_dlext_20151029_3752_3761.csv | 10
v5 | Full | 3 | s-005_dlext_20151102_3762_3774.csv | F:\UPOD\Cell_DLE\CSV_files_raw_nieuwe_structuur\2015\sap5_re\m11 | F:\UPOD\Cell_DLE\CSV_files_raw_nieuwe_structuur\2015\sap5_re\m11\s-005_dlext_20151102_3762_3774.csv | 13
v5 | Full | 3 | s-005_dlext_20151103_3775_3802.csv | F:\UPOD\Cell_DLE\CSV_files_raw_nieuwe_structuur\2015\sap5_re\m11 | F:\UPOD\Cell_DLE\CSV_files_raw_nieuwe_structuur\2015\sap5_re\m11\s-005_dlext_20151103_3775_3802.csv | 28
v5 | Full | 3 | s-005_dlext_20151104_3803_3837.csv | F:\UPOD\Cell_DLE\CSV_files_raw_nieuwe_structuur\2015\sap5_re\m11 | F:\UPOD\Cell_DLE\CSV_files_raw_nieuwe_structuur\2015\sap5_re\m11\s-005_dlext_20151104_3803_3837.csv | 35
v5 | Full | 3 | s-005_dlext_20151105_3838_3865.csv | F:\UPOD\Cell_DLE\CSV_files_raw_nieuwe_structuur\2015\sap5_re\m11 | F:\UPOD\Cell_DLE\CSV_files_raw_nieuwe_structuur\2015\sap5_re\m11\s-005_dlext_20151105_3838_3865.csv | 28
v5 | Full | 3 | s-005_dlext_20151106_3866_3889.csv | F:\UPOD\Cell_DLE\CSV_files_raw_nieuwe_structuur\2015\sap5_re\m11 | F:\UPOD\Cell_DLE\CSV_files_raw_nieuwe_structuur\2015\sap5_re\m11\s-005_dlext_20151106_3866_3889.csv | 24
v5 | Full | 3 | s-005_dlext_20151109_3890_3914.csv | F:\UPOD\Cell_DLE\CSV_files_raw_nieuwe_structuur\2015\sap5_re\m11 | F:\UPOD\Cell_DLE\CSV_files_raw_nieuwe_structuur\2015\sap5_re\m11\s-005_dlext_20151109_3890_3914.csv | 25
v5 | Full | 3 | s-005_dlext_20151110_3915_3989.csv | F:\UPOD\Cell_DLE\CSV_files_raw_nieuwe_structuur\2015\sap5_re\m11 | F:\UPOD\Cell_DLE\CSV_files_raw_nieuwe_structuur\2015\sap5_re\m11\s-005_dlext_20151110_3915_3989.csv | 75
v5 | Full | 3 | s-005_dlext_20151111_3990_4025.csv | F:\UPOD\Cell_DLE\CSV_files_raw_nieuwe_structuur\2015\sap5_re\m11 | F:\UPOD\Cell_DLE\CSV_files_raw_nieuwe_structuur\2015\sap5_re\m11\s-005_dlext_20151111_3990_4025.csv | 36
v5 | Full | 3 | s-005_dlext_20151112_4026_4055.csv | F:\UPOD\Cell_DLE\CSV_files_raw_nieuwe_structuur\2015\sap5_re\m11 | F:\UPOD\Cell_DLE\CSV_files_raw_nieuwe_structuur\2015\sap5_re\m11\s-005_dlext_20151112_4026_4055.csv | 30
v5 | Full | 3 | s-005_dlext_20151113_4056_4082.csv | F:\UPOD\Cell_DLE\CSV_files_raw_nieuwe_structuur\2015\sap5_re\m11 | F:\UPOD\Cell_DLE\CSV_files_raw_nieuwe_structuur\2015\sap5_re\m11\s-005_dlext_20151113_4056_4082.csv | 27
v5 | Full | 3 | s-005_dlext_20151116_4083_4107.csv | F:\UPOD\Cell_DLE\CSV_files_raw_nieuwe_structuur\2015\sap5_re\m11 | F:\UPOD\Cell_DLE\CSV_files_raw_nieuwe_structuur\2015\sap5_re\m11\s-005_dlext_20151116_4083_4107.csv | 25
v5 | Full | 3 | s-005_dlext_20151117_4108_4116.csv | F:\UPOD\Cell_DLE\CSV_files_raw_nieuwe_structuur\2015\sap5_re\m11 | F:\UPOD\Cell_DLE\CSV_files_raw_nieuwe_structuur\2015\sap5_re\m11\s-005_dlext_20151117_4108_4116.csv | 9
v5 | Full | 3 | s-005_dlext_20151118_4117_4147.csv | F:\UPOD\Cell_DLE\CSV_files_raw_nieuwe_structuur\2015\sap5_re\m11 | F:\UPOD\Cell_DLE\CSV_files_raw_nieuwe_structuur\2015\sap5_re\m11\s-005_dlext_20151118_4117_4147.csv | 31
v5 | Full | 3 | s-005_dlext_20151119_4148_4164.csv | F:\UPOD\Cell_DLE\CSV_files_raw_nieuwe_structuur\2015\sap5_re\m11 | F:\UPOD\Cell_DLE\CSV_files_raw_nieuwe_structuur\2015\sap5_re\m11\s-005_dlext_20151119_4148_4164.csv | 17
v5 | Full | 3 | s-005_dlext_20151120_4165_4196.csv | F:\UPOD\Cell_DLE\CSV_files_raw_nieuwe_structuur\2015\sap5_re\m11 | F:\UPOD\Cell_DLE\CSV_files_raw_nieuwe_structuur\2015\sap5_re\m11\s-005_dlext_20151120_4165_4196.csv | 32
v5 | Full | 3 | s-005_dlext_20151123_4197_4206.csv | F:\UPOD\Cell_DLE\CSV_files_raw_nieuwe_structuur\2015\sap5_re\m11 | F:\UPOD\Cell_DLE\CSV_files_raw_nieuwe_structuur\2015\sap5_re\m11\s-005_dlext_20151123_4197_4206.csv | 10
v5 | Full | 3 | s-005_dlext_20151124_4207_4214.csv | F:\UPOD\Cell_DLE\CSV_files_raw_nieuwe_structuur\2015\sap5_re\m11 | F:\UPOD\Cell_DLE\CSV_files_raw_nieuwe_structuur\2015\sap5_re\m11\s-005_dlext_20151124_4207_4214.csv | 8
v5 | Full | 3 | s-005_dlext_20151125_4215_4222.csv | F:\UPOD\Cell_DLE\CSV_files_raw_nieuwe_structuur\2015\sap5_re\m11 | F:\UPOD\Cell_DLE\CSV_files_raw_nieuwe_structuur\2015\sap5_re\m11\s-005_dlext_20151125_4215_4222.csv | 8
v5 | Full | 3 | s-005_dlext_20151126_4223_4234.csv | F:\UPOD\Cell_DLE\CSV_files_raw_nieuwe_structuur\2015\sap5_re\m11 | F:\UPOD\Cell_DLE\CSV_files_raw_nieuwe_structuur\2015\sap5_re\m11\s-005_dlext_20151126_4223_4234.csv | 12
v5 | Full | 3 | s-005_dlext_20151130_4235_4243.csv | F:\UPOD\Cell_DLE\CSV_files_raw_nieuwe_structuur\2015\sap5_re\m11 | F:\UPOD\Cell_DLE\CSV_files_raw_nieuwe_structuur\2015\sap5_re\m11\s-005_dlext_20151130_4235_4243.csv | 9
v5 | Full | 3 | s-005_dlext_20151202_4244_4259.csv | F:\UPOD\Cell_DLE\CSV_files_raw_nieuwe_structuur\2015\sap5_re\m12 | F:\UPOD\Cell_DLE\CSV_files_raw_nieuwe_structuur\2015\sap5_re\m12\s-005_dlext_20151202_4244_4259.csv | 16
v5 | Full | 3 | s-005_dlext_20151203_4260_4273.csv | F:\UPOD\Cell_DLE\CSV_files_raw_nieuwe_structuur\2015\sap5_re\m12 | F:\UPOD\Cell_DLE\CSV_files_raw_nieuwe_structuur\2015\sap5_re\m12\s-005_dlext_20151203_4260_4273.csv | 14
v5 | Full | 3 | s-005_dlext_20151204_4274_4285.csv | F:\UPOD\Cell_DLE\CSV_files_raw_nieuwe_structuur\2015\sap5_re\m12 | F:\UPOD\Cell_DLE\CSV_files_raw_nieuwe_structuur\2015\sap5_re\m12\s-005_dlext_20151204_4274_4285.csv | 12
v5 | Full | 3 | s-005_dlext_20151207_4286_4297.csv | F:\UPOD\Cell_DLE\CSV_files_raw_nieuwe_structuur\2015\sap5_re\m12 | F:\UPOD\Cell_DLE\CSV_files_raw_nieuwe_structuur\2015\sap5_re\m12\s-005_dlext_20151207_4286_4297.csv | 12
v5 | Full | 3 | s-005_dlext_20151208_4298_4318.csv | F:\UPOD\Cell_DLE\CSV_files_raw_nieuwe_structuur\2015\sap5_re\m12 | F:\UPOD\Cell_DLE\CSV_files_raw_nieuwe_structuur\2015\sap5_re\m12\s-005_dlext_20151208_4298_4318.csv | 21
v5 | Full | 3 | s-005_dlext_20151209_4319_4339.csv | F:\UPOD\Cell_DLE\CSV_files_raw_nieuwe_structuur\2015\sap5_re\m12 | F:\UPOD\Cell_DLE\CSV_files_raw_nieuwe_structuur\2015\sap5_re\m12\s-005_dlext_20151209_4319_4339.csv | 21
v5 | Full | 3 | s-005_dlext_20151210_4340_4356.csv | F:\UPOD\Cell_DLE\CSV_files_raw_nieuwe_structuur\2015\sap5_re\m12 | F:\UPOD\Cell_DLE\CSV_files_raw_nieuwe_structuur\2015\sap5_re\m12\s-005_dlext_20151210_4340_4356.csv | 17
v5 | Full | 3 | s-005_dlext_20151211_4357_4371.csv | F:\UPOD\Cell_DLE\CSV_files_raw_nieuwe_structuur\2015\sap5_re\m12 | F:\UPOD\Cell_DLE\CSV_files_raw_nieuwe_structuur\2015\sap5_re\m12\s-005_dlext_20151211_4357_4371.csv | 15
v5 | Full | 3 | s-005_dlext_20151214_4372_4393.csv | F:\UPOD\Cell_DLE\CSV_files_raw_nieuwe_structuur\2015\sap5_re\m12 | F:\UPOD\Cell_DLE\CSV_files_raw_nieuwe_structuur\2015\sap5_re\m12\s-005_dlext_20151214_4372_4393.csv | 22
v5 | Full | 3 | s-005_dlext_20151215_4394_4404.csv | F:\UPOD\Cell_DLE\CSV_files_raw_nieuwe_structuur\2015\sap5_re\m12 | F:\UPOD\Cell_DLE\CSV_files_raw_nieuwe_structuur\2015\sap5_re\m12\s-005_dlext_20151215_4394_4404.csv | 11
v5 | Full | 3 | s-005_dlext_20151216_4405_4419.csv | F:\UPOD\Cell_DLE\CSV_files_raw_nieuwe_structuur\2015\sap5_re\m12 | F:\UPOD\Cell_DLE\CSV_files_raw_nieuwe_structuur\2015\sap5_re\m12\s-005_dlext_20151216_4405_4419.csv | 15
v5 | Full | 3 | s-005_dlext_20151217_4420_4434.csv | F:\UPOD\Cell_DLE\CSV_files_raw_nieuwe_structuur\2015\sap5_re\m12 | F:\UPOD\Cell_DLE\CSV_files_raw_nieuwe_structuur\2015\sap5_re\m12\s-005_dlext_20151217_4420_4434.csv | 15
v5 | Full | 3 | s-005_dlext_20151218_4435_4449.csv | F:\UPOD\Cell_DLE\CSV_files_raw_nieuwe_structuur\2015\sap5_re\m12 | F:\UPOD\Cell_DLE\CSV_files_raw_nieuwe_structuur\2015\sap5_re\m12\s-005_dlext_20151218_4435_4449.csv | 15
v5 | Full | 3 | s-005_dlext_20151221_4450_4458.csv | F:\UPOD\Cell_DLE\CSV_files_raw_nieuwe_structuur\2015\sap5_re\m12 | F:\UPOD\Cell_DLE\CSV_files_raw_nieuwe_structuur\2015\sap5_re\m12\s-005_dlext_20151221_4450_4458.csv | 9
v5 | Full | 3 | s-005_dlext_20151222_4459_4468.csv | F:\UPOD\Cell_DLE\CSV_files_raw_nieuwe_structuur\2015\sap5_re\m12 | F:\UPOD\Cell_DLE\CSV_files_raw_nieuwe_structuur\2015\sap5_re\m12\s-005_dlext_20151222_4459_4468.csv | 10
v5 | Full | 3 | s-005_dlext_20151223_4469_4479.csv | F:\UPOD\Cell_DLE\CSV_files_raw_nieuwe_structuur\2015\sap5_re\m12 | F:\UPOD\Cell_DLE\CSV_files_raw_nieuwe_structuur\2015\sap5_re\m12\s-005_dlext_20151223_4469_4479.csv | 11
v5 | Full | 3 | s-005_dlext_20151224_4480_4489.csv | F:\UPOD\Cell_DLE\CSV_files_raw_nieuwe_structuur\2015\sap5_re\m12 | F:\UPOD\Cell_DLE\CSV_files_raw_nieuwe_structuur\2015\sap5_re\m12\s-005_dlext_20151224_4480_4489.csv | 10
v5 | Full | 3 | s-005_dlext_20160104_7173_4507.csv | F:\UPOD\Cell_DLE\CSV_files_raw_nieuwe_structuur\2016\sap5_re\m01 | F:\UPOD\Cell_DLE\CSV_files_raw_nieuwe_structuur\2016\sap5_re\m01\s-005_dlext_20160104_7173_4507.csv | 18
v5 | Full | 3 | s-005_dlext_20160105_4508_4522.csv | F:\UPOD\Cell_DLE\CSV_files_raw_nieuwe_structuur\2016\sap5_re\m01 | F:\UPOD\Cell_DLE\CSV_files_raw_nieuwe_structuur\2016\sap5_re\m01\s-005_dlext_20160105_4508_4522.csv | 15
v5 | Full | 3 | s-005_dlext_20160106_4523_4553.csv | F:\UPOD\Cell_DLE\CSV_files_raw_nieuwe_structuur\2016\sap5_re\m01 | F:\UPOD\Cell_DLE\CSV_files_raw_nieuwe_structuur\2016\sap5_re\m01\s-005_dlext_20160106_4523_4553.csv | 31
v5 | Full | 3 | s-005_dlext_20160107_4554_4585.csv | F:\UPOD\Cell_DLE\CSV_files_raw_nieuwe_structuur\2016\sap5_re\m01 | F:\UPOD\Cell_DLE\CSV_files_raw_nieuwe_structuur\2016\sap5_re\m01\s-005_dlext_20160107_4554_4585.csv | 32
v5 | Full | 3 | s-005_dlext_20160108_4586_4600.csv | F:\UPOD\Cell_DLE\CSV_files_raw_nieuwe_structuur\2016\sap5_re\m01 | F:\UPOD\Cell_DLE\CSV_files_raw_nieuwe_structuur\2016\sap5_re\m01\s-005_dlext_20160108_4586_4600.csv | 15
v5 | Full | 3 | s-005_dlext_20160111_4601_4619.csv | F:\UPOD\Cell_DLE\CSV_files_raw_nieuwe_structuur\2016\sap5_re\m01 | F:\UPOD\Cell_DLE\CSV_files_raw_nieuwe_structuur\2016\sap5_re\m01\s-005_dlext_20160111_4601_4619.csv | 19
v5 | Full | 3 | s-005_dlext_20160112_4620_4634.csv | F:\UPOD\Cell_DLE\CSV_files_raw_nieuwe_structuur\2016\sap5_re\m01 | F:\UPOD\Cell_DLE\CSV_files_raw_nieuwe_structuur\2016\sap5_re\m01\s-005_dlext_20160112_4620_4634.csv | 15
v5 | Full | 3 | s-005_dlext_20160113_4635_4652.csv | F:\UPOD\Cell_DLE\CSV_files_raw_nieuwe_structuur\2016\sap5_re\m01 | F:\UPOD\Cell_DLE\CSV_files_raw_nieuwe_structuur\2016\sap5_re\m01\s-005_dlext_20160113_4635_4652.csv | 18
v5 | Full | 3 | s-005_dlext_20160114_4653_4670.csv | F:\UPOD\Cell_DLE\CSV_files_raw_nieuwe_structuur\2016\sap5_re\m01 | F:\UPOD\Cell_DLE\CSV_files_raw_nieuwe_structuur\2016\sap5_re\m01\s-005_dlext_20160114_4653_4670.csv | 18
v5 | Full | 3 | s-005_dlext_20160115_4671_4690.csv | F:\UPOD\Cell_DLE\CSV_files_raw_nieuwe_structuur\2016\sap5_re\m01 | F:\UPOD\Cell_DLE\CSV_files_raw_nieuwe_structuur\2016\sap5_re\m01\s-005_dlext_20160115_4671_4690.csv | 20
v5 | Full | 3 | s-005_dlext_20160118_4691_4710.csv | F:\UPOD\Cell_DLE\CSV_files_raw_nieuwe_structuur\2016\sap5_re\m01 | F:\UPOD\Cell_DLE\CSV_files_raw_nieuwe_structuur\2016\sap5_re\m01\s-005_dlext_20160118_4691_4710.csv | 20
v5 | Full | 3 | s-005_dlext_20160119_4711_4867.csv | F:\UPOD\Cell_DLE\CSV_files_raw_nieuwe_structuur\2016\sap5_re\m01 | F:\UPOD\Cell_DLE\CSV_files_raw_nieuwe_structuur\2016\sap5_re\m01\s-005_dlext_20160119_4711_4867.csv | 157
v5 | Full | 3 | s-005_dlext_20160120_4868_4903.csv | F:\UPOD\Cell_DLE\CSV_files_raw_nieuwe_structuur\2016\sap5_re\m01 | F:\UPOD\Cell_DLE\CSV_files_raw_nieuwe_structuur\2016\sap5_re\m01\s-005_dlext_20160120_4868_4903.csv | 36
v5 | Full | 3 | s-005_dlext_20160121_4904_4959.csv | F:\UPOD\Cell_DLE\CSV_files_raw_nieuwe_structuur\2016\sap5_re\m01 | F:\UPOD\Cell_DLE\CSV_files_raw_nieuwe_structuur\2016\sap5_re\m01\s-005_dlext_20160121_4904_4959.csv | 56
v5 | Full | 3 | s-005_dlext_20160122_4960_4999.csv | F:\UPOD\Cell_DLE\CSV_files_raw_nieuwe_structuur\2016\sap5_re\m01 | F:\UPOD\Cell_DLE\CSV_files_raw_nieuwe_structuur\2016\sap5_re\m01\s-005_dlext_20160122_4960_4999.csv | 40
v5 | Full | 3 | s-005_dlext_20160125_5000_5078.csv | F:\UPOD\Cell_DLE\CSV_files_raw_nieuwe_structuur\2016\sap5_re\m01 | F:\UPOD\Cell_DLE\CSV_files_raw_nieuwe_structuur\2016\sap5_re\m01\s-005_dlext_20160125_5000_5078.csv | 79
v5 | Full | 3 | s-005_dlext_20160126_5079_5130.csv | F:\UPOD\Cell_DLE\CSV_files_raw_nieuwe_structuur\2016\sap5_re\m01 | F:\UPOD\Cell_DLE\CSV_files_raw_nieuwe_structuur\2016\sap5_re\m01\s-005_dlext_20160126_5079_5130.csv | 52
v5 | Full | 3 | s-005_dlext_20160127_5131_5183.csv | F:\UPOD\Cell_DLE\CSV_files_raw_nieuwe_structuur\2016\sap5_re\m01 | F:\UPOD\Cell_DLE\CSV_files_raw_nieuwe_structuur\2016\sap5_re\m01\s-005_dlext_20160127_5131_5183.csv | 53
v5 | Full | 3 | s-005_dlext_20160128_5184_5240.csv | F:\UPOD\Cell_DLE\CSV_files_raw_nieuwe_structuur\2016\sap5_re\m01 | F:\UPOD\Cell_DLE\CSV_files_raw_nieuwe_structuur\2016\sap5_re\m01\s-005_dlext_20160128_5184_5240.csv | 57
v5 | Full | 3 | s-005_dlext_20160129_5241_5260.csv | F:\UPOD\Cell_DLE\CSV_files_raw_nieuwe_structuur\2016\sap5_re\m01 | F:\UPOD\Cell_DLE\CSV_files_raw_nieuwe_structuur\2016\sap5_re\m01\s-005_dlext_20160129_5241_5260.csv | 20
v5 | Full | 3 | s-005_dlext_20160201_5261_5310.csv | F:\UPOD\Cell_DLE\CSV_files_raw_nieuwe_structuur\2016\sap5_re\m02 | F:\UPOD\Cell_DLE\CSV_files_raw_nieuwe_structuur\2016\sap5_re\m02\s-005_dlext_20160201_5261_5310.csv | 50
v5 | Full | 3 | s-005_dlext_20160202_5311_5376.csv | F:\UPOD\Cell_DLE\CSV_files_raw_nieuwe_structuur\2016\sap5_re\m02 | F:\UPOD\Cell_DLE\CSV_files_raw_nieuwe_structuur\2016\sap5_re\m02\s-005_dlext_20160202_5311_5376.csv | 66
v5 | Full | 3 | s-005_dlext_20160203_5377_5442.csv | F:\UPOD\Cell_DLE\CSV_files_raw_nieuwe_structuur\2016\sap5_re\m02 | F:\UPOD\Cell_DLE\CSV_files_raw_nieuwe_structuur\2016\sap5_re\m02\s-005_dlext_20160203_5377_5442.csv | 66
v5 | Full | 3 | s-005_dlext_20160204_5443_5507.csv | F:\UPOD\Cell_DLE\CSV_files_raw_nieuwe_structuur\2016\sap5_re\m02 | F:\UPOD\Cell_DLE\CSV_files_raw_nieuwe_structuur\2016\sap5_re\m02\s-005_dlext_20160204_5443_5507.csv | 65
v5 | Full | 3 | s-005_dlext_20160205_5508_5562.csv | F:\UPOD\Cell_DLE\CSV_files_raw_nieuwe_structuur\2016\sap5_re\m02 | F:\UPOD\Cell_DLE\CSV_files_raw_nieuwe_structuur\2016\sap5_re\m02\s-005_dlext_20160205_5508_5562.csv | 55
v5 | Full | 3 | s-005_dlext_20160208_5563_5613.csv | F:\UPOD\Cell_DLE\CSV_files_raw_nieuwe_structuur\2016\sap5_re\m02 | F:\UPOD\Cell_DLE\CSV_files_raw_nieuwe_structuur\2016\sap5_re\m02\s-005_dlext_20160208_5563_5613.csv | 51
v5 | Full | 3 | s-005_dlext_20160209_5614_5667.csv | F:\UPOD\Cell_DLE\CSV_files_raw_nieuwe_structuur\2016\sap5_re\m02 | F:\UPOD\Cell_DLE\CSV_files_raw_nieuwe_structuur\2016\sap5_re\m02\s-005_dlext_20160209_5614_5667.csv | 54
v5 | Full | 3 | s-005_dlext_20160210_5668_5722.csv | F:\UPOD\Cell_DLE\CSV_files_raw_nieuwe_structuur\2016\sap5_re\m02 | F:\UPOD\Cell_DLE\CSV_files_raw_nieuwe_structuur\2016\sap5_re\m02\s-005_dlext_20160210_5668_5722.csv | 55
v5 | Full | 3 | s-005_dlext_20160211_5723_5742.csv | F:\UPOD\Cell_DLE\CSV_files_raw_nieuwe_structuur\2016\sap5_re\m02 | F:\UPOD\Cell_DLE\CSV_files_raw_nieuwe_structuur\2016\sap5_re\m02\s-005_dlext_20160211_5723_5742.csv | 20
v5 | Full | 3 | s-005_dlext_20160212_5743_5778.csv | F:\UPOD\Cell_DLE\CSV_files_raw_nieuwe_structuur\2016\sap5_re\m02 | F:\UPOD\Cell_DLE\CSV_files_raw_nieuwe_structuur\2016\sap5_re\m02\s-005_dlext_20160212_5743_5778.csv | 36
v5 | Full | 3 | s-005_dlext_20160215_5779_5850.csv | F:\UPOD\Cell_DLE\CSV_files_raw_nieuwe_structuur\2016\sap5_re\m02 | F:\UPOD\Cell_DLE\CSV_files_raw_nieuwe_structuur\2016\sap5_re\m02\s-005_dlext_20160215_5779_5850.csv | 72
v5 | Full | 3 | s-005_dlext_20160216_5851_5904.csv | F:\UPOD\Cell_DLE\CSV_files_raw_nieuwe_structuur\2016\sap5_re\m02 | F:\UPOD\Cell_DLE\CSV_files_raw_nieuwe_structuur\2016\sap5_re\m02\s-005_dlext_20160216_5851_5904.csv | 54
v5 | Full | 3 | s-005_dlext_20160217_5905_5956.csv | F:\UPOD\Cell_DLE\CSV_files_raw_nieuwe_structuur\2016\sap5_re\m02 | F:\UPOD\Cell_DLE\CSV_files_raw_nieuwe_structuur\2016\sap5_re\m02\s-005_dlext_20160217_5905_5956.csv | 52
v5 | Full | 3 | s-005_dlext_20160218_5957_6007.csv | F:\UPOD\Cell_DLE\CSV_files_raw_nieuwe_structuur\2016\sap5_re\m02 | F:\UPOD\Cell_DLE\CSV_files_raw_nieuwe_structuur\2016\sap5_re\m02\s-005_dlext_20160218_5957_6007.csv | 51
v5 | Full | 3 | s-005_dlext_20160219_6008_6059.csv | F:\UPOD\Cell_DLE\CSV_files_raw_nieuwe_structuur\2016\sap5_re\m02 | F:\UPOD\Cell_DLE\CSV_files_raw_nieuwe_structuur\2016\sap5_re\m02\s-005_dlext_20160219_6008_6059.csv | 52
v5 | Full | 3 | s-005_dlext_20160222_6060_6123.csv | F:\UPOD\Cell_DLE\CSV_files_raw_nieuwe_structuur\2016\sap5_re\m02 | F:\UPOD\Cell_DLE\CSV_files_raw_nieuwe_structuur\2016\sap5_re\m02\s-005_dlext_20160222_6060_6123.csv | 64
v5 | Full | 3 | s-005_dlext_20160223_6124_6180.csv | F:\UPOD\Cell_DLE\CSV_files_raw_nieuwe_structuur\2016\sap5_re\m02 | F:\UPOD\Cell_DLE\CSV_files_raw_nieuwe_structuur\2016\sap5_re\m02\s-005_dlext_20160223_6124_6180.csv | 57
v5 | Full | 3 | s-005_dlext_20160224_6181_6210.csv | F:\UPOD\Cell_DLE\CSV_files_raw_nieuwe_structuur\2016\sap5_re\m02 | F:\UPOD\Cell_DLE\CSV_files_raw_nieuwe_structuur\2016\sap5_re\m02\s-005_dlext_20160224_6181_6210.csv | 30
v5 | Full | 3 | s-005_dlext_20160225_6211_6256.csv | F:\UPOD\Cell_DLE\CSV_files_raw_nieuwe_structuur\2016\sap5_re\m02 | F:\UPOD\Cell_DLE\CSV_files_raw_nieuwe_structuur\2016\sap5_re\m02\s-005_dlext_20160225_6211_6256.csv | 46
v5 | Full | 3 | s-005_dlext_20160226_6257_6258.csv | F:\UPOD\Cell_DLE\CSV_files_raw_nieuwe_structuur\2016\sap5_re\m02 | F:\UPOD\Cell_DLE\CSV_files_raw_nieuwe_structuur\2016\sap5_re\m02\s-005_dlext_20160226_6257_6258.csv | 2
v5 | Full | 3 | s-005_dlext_20160229_6259_6309.csv | F:\UPOD\Cell_DLE\CSV_files_raw_nieuwe_structuur\2016\sap5_re\m02 | F:\UPOD\Cell_DLE\CSV_files_raw_nieuwe_structuur\2016\sap5_re\m02\s-005_dlext_20160229_6259_6309.csv | 51
v5 | Full | 3 | s-005_dlext_20160301_6310_6359.csv | F:\UPOD\Cell_DLE\CSV_files_raw_nieuwe_structuur\2016\sap5_re\m03 | F:\UPOD\Cell_DLE\CSV_files_raw_nieuwe_structuur\2016\sap5_re\m03\s-005_dlext_20160301_6310_6359.csv | 50
v5 | Full | 3 | s-005_dlext_20160302_6360_6431.csv | F:\UPOD\Cell_DLE\CSV_files_raw_nieuwe_structuur\2016\sap5_re\m03 | F:\UPOD\Cell_DLE\CSV_files_raw_nieuwe_structuur\2016\sap5_re\m03\s-005_dlext_20160302_6360_6431.csv | 72
v5 | Full | 3 | s-005_dlext_20160303_6432_6500.csv | F:\UPOD\Cell_DLE\CSV_files_raw_nieuwe_structuur\2016\sap5_re\m03 | F:\UPOD\Cell_DLE\CSV_files_raw_nieuwe_structuur\2016\sap5_re\m03\s-005_dlext_20160303_6432_6500.csv | 69
v5 | Full | 3 | s-005_dlext_20160304_6501_6558.csv | F:\UPOD\Cell_DLE\CSV_files_raw_nieuwe_structuur\2016\sap5_re\m03 | F:\UPOD\Cell_DLE\CSV_files_raw_nieuwe_structuur\2016\sap5_re\m03\s-005_dlext_20160304_6501_6558.csv | 58
v5 | Full | 3 | s-005_dlext_20160307_6559_6608.csv | F:\UPOD\Cell_DLE\CSV_files_raw_nieuwe_structuur\2016\sap5_re\m03 | F:\UPOD\Cell_DLE\CSV_files_raw_nieuwe_structuur\2016\sap5_re\m03\s-005_dlext_20160307_6559_6608.csv | 50
v5 | Full | 3 | s-005_dlext_20160308_6609_6665.csv | F:\UPOD\Cell_DLE\CSV_files_raw_nieuwe_structuur\2016\sap5_re\m03 | F:\UPOD\Cell_DLE\CSV_files_raw_nieuwe_structuur\2016\sap5_re\m03\s-005_dlext_20160308_6609_6665.csv | 57
v5 | Full | 3 | s-005_dlext_20160309_6666_6705.csv | F:\UPOD\Cell_DLE\CSV_files_raw_nieuwe_structuur\2016\sap5_re\m03 | F:\UPOD\Cell_DLE\CSV_files_raw_nieuwe_structuur\2016\sap5_re\m03\s-005_dlext_20160309_6666_6705.csv | 40
v5 | Full | 3 | s-005_dlext_20160310_6706_6718.csv | F:\UPOD\Cell_DLE\CSV_files_raw_nieuwe_structuur\2016\sap5_re\m03 | F:\UPOD\Cell_DLE\CSV_files_raw_nieuwe_structuur\2016\sap5_re\m03\s-005_dlext_20160310_6706_6718.csv | 13
v5 | Full | 3 | s-005_dlext_20160314_6719_6761.csv | F:\UPOD\Cell_DLE\CSV_files_raw_nieuwe_structuur\2016\sap5_re\m03 | F:\UPOD\Cell_DLE\CSV_files_raw_nieuwe_structuur\2016\sap5_re\m03\s-005_dlext_20160314_6719_6761.csv | 43
v5 | Full | 3 | s-005_dlext_20160315_6762_6801.csv | F:\UPOD\Cell_DLE\CSV_files_raw_nieuwe_structuur\2016\sap5_re\m03 | F:\UPOD\Cell_DLE\CSV_files_raw_nieuwe_structuur\2016\sap5_re\m03\s-005_dlext_20160315_6762_6801.csv | 40
v5 | Full | 3 | s-005_dlext_20160316_6802_6844.csv | F:\UPOD\Cell_DLE\CSV_files_raw_nieuwe_structuur\2016\sap5_re\m03 | F:\UPOD\Cell_DLE\CSV_files_raw_nieuwe_structuur\2016\sap5_re\m03\s-005_dlext_20160316_6802_6844.csv | 43
v5 | Full | 3 | s-005_dlext_20160317_6845_6896.csv | F:\UPOD\Cell_DLE\CSV_files_raw_nieuwe_structuur\2016\sap5_re\m03 | F:\UPOD\Cell_DLE\CSV_files_raw_nieuwe_structuur\2016\sap5_re\m03\s-005_dlext_20160317_6845_6896.csv | 52
v5 | Full | 3 | s-005_dlext_20160318_6897_6943.csv | F:\UPOD\Cell_DLE\CSV_files_raw_nieuwe_structuur\2016\sap5_re\m03 | F:\UPOD\Cell_DLE\CSV_files_raw_nieuwe_structuur\2016\sap5_re\m03\s-005_dlext_20160318_6897_6943.csv | 47
v5 | Full | 3 | s-005_dlext_20160321_6944_6979.csv | F:\UPOD\Cell_DLE\CSV_files_raw_nieuwe_structuur\2016\sap5_re\m03 | F:\UPOD\Cell_DLE\CSV_files_raw_nieuwe_structuur\2016\sap5_re\m03\s-005_dlext_20160321_6944_6979.csv | 36
v5 | Full | 3 | s-005_dlext_20160322_6980_7021.csv | F:\UPOD\Cell_DLE\CSV_files_raw_nieuwe_structuur\2016\sap5_re\m03 | F:\UPOD\Cell_DLE\CSV_files_raw_nieuwe_structuur\2016\sap5_re\m03\s-005_dlext_20160322_6980_7021.csv | 42
v5 | Full | 3 | s-005_dlext_20160323_7022_7071.csv | F:\UPOD\Cell_DLE\CSV_files_raw_nieuwe_structuur\2016\sap5_re\m03 | F:\UPOD\Cell_DLE\CSV_files_raw_nieuwe_structuur\2016\sap5_re\m03\s-005_dlext_20160323_7022_7071.csv | 50
v5 | Full | 3 | s-005_dlext_20160324_7072_7116.csv | F:\UPOD\Cell_DLE\CSV_files_raw_nieuwe_structuur\2016\sap5_re\m03 | F:\UPOD\Cell_DLE\CSV_files_raw_nieuwe_structuur\2016\sap5_re\m03\s-005_dlext_20160324_7072_7116.csv | 45
v5 | Full | 3 | s-005_dlext_20160329_7117_7157.csv | F:\UPOD\Cell_DLE\CSV_files_raw_nieuwe_structuur\2016\sap5_re\m03 | F:\UPOD\Cell_DLE\CSV_files_raw_nieuwe_structuur\2016\sap5_re\m03\s-005_dlext_20160329_7117_7157.csv | 41
v5 | Full | 3 | s-005_dlext_20160330_7158_7202.csv | F:\UPOD\Cell_DLE\CSV_files_raw_nieuwe_structuur\2016\sap5_re\m03 | F:\UPOD\Cell_DLE\CSV_files_raw_nieuwe_structuur\2016\sap5_re\m03\s-005_dlext_20160330_7158_7202.csv | 45
v5 | Full | 3 | s-005_dlext_20160331_7203_7247.csv | F:\UPOD\Cell_DLE\CSV_files_raw_nieuwe_structuur\2016\sap5_re\m03 | F:\UPOD\Cell_DLE\CSV_files_raw_nieuwe_structuur\2016\sap5_re\m03\s-005_dlext_20160331_7203_7247.csv | 45
v5 | Full | 3 | s-005_dlext_20160401_7248_7268.csv | F:\UPOD\Cell_DLE\CSV_files_raw_nieuwe_structuur\2016\sap5_re\m04 | F:\UPOD\Cell_DLE\CSV_files_raw_nieuwe_structuur\2016\sap5_re\m04\s-005_dlext_20160401_7248_7268.csv | 21
v5 | Full | 3 | s-005_dlext_20160404_7269_7306.csv | F:\UPOD\Cell_DLE\CSV_files_raw_nieuwe_structuur\2016\sap5_re\m04 | F:\UPOD\Cell_DLE\CSV_files_raw_nieuwe_structuur\2016\sap5_re\m04\s-005_dlext_20160404_7269_7306.csv | 38
v5 | Full | 3 | s-005_dlext_20160406_7307_7331.csv | F:\UPOD\Cell_DLE\CSV_files_raw_nieuwe_structuur\2016\sap5_re\m04 | F:\UPOD\Cell_DLE\CSV_files_raw_nieuwe_structuur\2016\sap5_re\m04\s-005_dlext_20160406_7307_7331.csv | 25
v5 | Full | 3 | s-005_dlext_20160407_7332_7382.csv | F:\UPOD\Cell_DLE\CSV_files_raw_nieuwe_structuur\2016\sap5_re\m04 | F:\UPOD\Cell_DLE\CSV_files_raw_nieuwe_structuur\2016\sap5_re\m04\s-005_dlext_20160407_7332_7382.csv | 51
v5 | Full | 3 | s-005_dlext_20160411_7383_7391.csv | F:\UPOD\Cell_DLE\CSV_files_raw_nieuwe_structuur\2016\sap5_re\m04 | F:\UPOD\Cell_DLE\CSV_files_raw_nieuwe_structuur\2016\sap5_re\m04\s-005_dlext_20160411_7383_7391.csv | 9
v5 | Full | 3 | s-005_dlext_20160412_7392_7403.csv | F:\UPOD\Cell_DLE\CSV_files_raw_nieuwe_structuur\2016\sap5_re\m04 | F:\UPOD\Cell_DLE\CSV_files_raw_nieuwe_structuur\2016\sap5_re\m04\s-005_dlext_20160412_7392_7403.csv | 12
v5 | Full | 3 | s-005_dlext_20160413_7404_7410.csv | F:\UPOD\Cell_DLE\CSV_files_raw_nieuwe_structuur\2016\sap5_re\m04 | F:\UPOD\Cell_DLE\CSV_files_raw_nieuwe_structuur\2016\sap5_re\m04\s-005_dlext_20160413_7404_7410.csv | 7
v5 | Full | 3 | s-005_dlext_20160414_7411_7431.csv | F:\UPOD\Cell_DLE\CSV_files_raw_nieuwe_structuur\2016\sap5_re\m04 | F:\UPOD\Cell_DLE\CSV_files_raw_nieuwe_structuur\2016\sap5_re\m04\s-005_dlext_20160414_7411_7431.csv | 21
v5 | Full | 3 | s-005_dlext_20160415_7432_7440.csv | F:\UPOD\Cell_DLE\CSV_files_raw_nieuwe_structuur\2016\sap5_re\m04 | F:\UPOD\Cell_DLE\CSV_files_raw_nieuwe_structuur\2016\sap5_re\m04\s-005_dlext_20160415_7432_7440.csv | 9
v5 | Full | 3 | s-005_dlext_20160418_7441_7491.csv | F:\UPOD\Cell_DLE\CSV_files_raw_nieuwe_structuur\2016\sap5_re\m04 | F:\UPOD\Cell_DLE\CSV_files_raw_nieuwe_structuur\2016\sap5_re\m04\s-005_dlext_20160418_7441_7491.csv | 51
v5 | Full | 3 | s-005_dlext_20160419_7492_7526.csv | F:\UPOD\Cell_DLE\CSV_files_raw_nieuwe_structuur\2016\sap5_re\m04 | F:\UPOD\Cell_DLE\CSV_files_raw_nieuwe_structuur\2016\sap5_re\m04\s-005_dlext_20160419_7492_7526.csv | 35
v5 | Full | 3 | s-005_dlext_20160420_7527_7583.csv | F:\UPOD\Cell_DLE\CSV_files_raw_nieuwe_structuur\2016\sap5_re\m04 | F:\UPOD\Cell_DLE\CSV_files_raw_nieuwe_structuur\2016\sap5_re\m04\s-005_dlext_20160420_7527_7583.csv | 57
v5 | Full | 3 | s-005_dlext_20160421_7584_7621.csv | F:\UPOD\Cell_DLE\CSV_files_raw_nieuwe_structuur\2016\sap5_re\m04 | F:\UPOD\Cell_DLE\CSV_files_raw_nieuwe_structuur\2016\sap5_re\m04\s-005_dlext_20160421_7584_7621.csv | 38
v5 | Full | 3 | s-005_dlext_20160422_7622_7653.csv | F:\UPOD\Cell_DLE\CSV_files_raw_nieuwe_structuur\2016\sap5_re\m04 | F:\UPOD\Cell_DLE\CSV_files_raw_nieuwe_structuur\2016\sap5_re\m04\s-005_dlext_20160422_7622_7653.csv | 32
v5 | Full | 3 | s-005_dlext_20160425_7654_7698.csv | F:\UPOD\Cell_DLE\CSV_files_raw_nieuwe_structuur\2016\sap5_re\m04 | F:\UPOD\Cell_DLE\CSV_files_raw_nieuwe_structuur\2016\sap5_re\m04\s-005_dlext_20160425_7654_7698.csv | 45
v5 | Full | 3 | s-005_dlext_20160426_7699_7725.csv | F:\UPOD\Cell_DLE\CSV_files_raw_nieuwe_structuur\2016\sap5_re\m04 | F:\UPOD\Cell_DLE\CSV_files_raw_nieuwe_structuur\2016\sap5_re\m04\s-005_dlext_20160426_7699_7725.csv | 27
v5 | Full | 3 | s-005_dlext_20160428_7726_7757.csv | F:\UPOD\Cell_DLE\CSV_files_raw_nieuwe_structuur\2016\sap5_re\m04 | F:\UPOD\Cell_DLE\CSV_files_raw_nieuwe_structuur\2016\sap5_re\m04\s-005_dlext_20160428_7726_7757.csv | 32
v5 | Full | 3 | s-005_dlext_20160502_7758_7825.csv | F:\UPOD\Cell_DLE\CSV_files_raw_nieuwe_structuur\2016\sap5_re\m05 | F:\UPOD\Cell_DLE\CSV_files_raw_nieuwe_structuur\2016\sap5_re\m05\s-005_dlext_20160502_7758_7825.csv | 68
v5 | Full | 3 | s-005_dlext_20160503_7826_7864.csv | F:\UPOD\Cell_DLE\CSV_files_raw_nieuwe_structuur\2016\sap5_re\m05 | F:\UPOD\Cell_DLE\CSV_files_raw_nieuwe_structuur\2016\sap5_re\m05\s-005_dlext_20160503_7826_7864.csv | 39
v5 | Full | 3 | s-005_dlext_20160509_7865_7910.csv | F:\UPOD\Cell_DLE\CSV_files_raw_nieuwe_structuur\2016\sap5_re\m05 | F:\UPOD\Cell_DLE\CSV_files_raw_nieuwe_structuur\2016\sap5_re\m05\s-005_dlext_20160509_7865_7910.csv | 46
v5 | Full | 3 | s-005_dlext_20160510_7911_7953.csv | F:\UPOD\Cell_DLE\CSV_files_raw_nieuwe_structuur\2016\sap5_re\m05 | F:\UPOD\Cell_DLE\CSV_files_raw_nieuwe_structuur\2016\sap5_re\m05\s-005_dlext_20160510_7911_7953.csv | 43
v5 | Full | 3 | s-005_dlext_20160512_7954_8004.csv | F:\UPOD\Cell_DLE\CSV_files_raw_nieuwe_structuur\2016\sap5_re\m05 | F:\UPOD\Cell_DLE\CSV_files_raw_nieuwe_structuur\2016\sap5_re\m05\s-005_dlext_20160512_7954_8004.csv | 51
v5 | Full | 3 | s-005_dlext_20160513_8005_8012.csv | F:\UPOD\Cell_DLE\CSV_files_raw_nieuwe_structuur\2016\sap5_re\m05 | F:\UPOD\Cell_DLE\CSV_files_raw_nieuwe_structuur\2016\sap5_re\m05\s-005_dlext_20160513_8005_8012.csv | 8
v5 | Full | 3 | s-005_dlext_20160517_8013_8046.csv | F:\UPOD\Cell_DLE\CSV_files_raw_nieuwe_structuur\2016\sap5_re\m05 | F:\UPOD\Cell_DLE\CSV_files_raw_nieuwe_structuur\2016\sap5_re\m05\s-005_dlext_20160517_8013_8046.csv | 34
v5 | Full | 3 | s-005_dlext_20160518_8047_8084.csv | F:\UPOD\Cell_DLE\CSV_files_raw_nieuwe_structuur\2016\sap5_re\m05 | F:\UPOD\Cell_DLE\CSV_files_raw_nieuwe_structuur\2016\sap5_re\m05\s-005_dlext_20160518_8047_8084.csv | 38
v5 | Full | 3 | s-005_dlext_20160519_8085_8130.csv | F:\UPOD\Cell_DLE\CSV_files_raw_nieuwe_structuur\2016\sap5_re\m05 | F:\UPOD\Cell_DLE\CSV_files_raw_nieuwe_structuur\2016\sap5_re\m05\s-005_dlext_20160519_8085_8130.csv | 46
v5 | Full | 3 | s-005_dlext_20160527_8131_8132.csv | F:\UPOD\Cell_DLE\CSV_files_raw_nieuwe_structuur\2016\sap5_re\m05 | F:\UPOD\Cell_DLE\CSV_files_raw_nieuwe_structuur\2016\sap5_re\m05\s-005_dlext_20160527_8131_8132.csv | 2
v5 | Full | 3 | s-005_dlext_20160531_8133_8144.csv | F:\UPOD\Cell_DLE\CSV_files_raw_nieuwe_structuur\2016\sap5_re\m05 | F:\UPOD\Cell_DLE\CSV_files_raw_nieuwe_structuur\2016\sap5_re\m05\s-005_dlext_20160531_8133_8144.csv | 12
v5 | Full | 3 | s-005_dlext_20160602_8145_8159.csv | F:\UPOD\Cell_DLE\CSV_files_raw_nieuwe_structuur\2016\sap5_re\m06 | F:\UPOD\Cell_DLE\CSV_files_raw_nieuwe_structuur\2016\sap5_re\m06\s-005_dlext_20160602_8145_8159.csv | 15
v5 | Full | 3 | s-005_dlext_20160606_8160_8168.csv | F:\UPOD\Cell_DLE\CSV_files_raw_nieuwe_structuur\2016\sap5_re\m06 | F:\UPOD\Cell_DLE\CSV_files_raw_nieuwe_structuur\2016\sap5_re\m06\s-005_dlext_20160606_8160_8168.csv | 9
v5 | Full | 3 | s-005_dlext_20160607_8169_8179.csv | F:\UPOD\Cell_DLE\CSV_files_raw_nieuwe_structuur\2016\sap5_re\m06 | F:\UPOD\Cell_DLE\CSV_files_raw_nieuwe_structuur\2016\sap5_re\m06\s-005_dlext_20160607_8169_8179.csv | 11
v5 | Full | 3 | s-005_dlext_20160609_8180_8212.csv | F:\UPOD\Cell_DLE\CSV_files_raw_nieuwe_structuur\2016\sap5_re\m06 | F:\UPOD\Cell_DLE\CSV_files_raw_nieuwe_structuur\2016\sap5_re\m06\s-005_dlext_20160609_8180_8212.csv | 33
v5 | Full | 3 | s-005_dlext_20160610_8213_8263.csv | F:\UPOD\Cell_DLE\CSV_files_raw_nieuwe_structuur\2016\sap5_re\m06 | F:\UPOD\Cell_DLE\CSV_files_raw_nieuwe_structuur\2016\sap5_re\m06\s-005_dlext_20160610_8213_8263.csv | 51
v5 | Full | 3 | s-005_dlext_20160613_8264_8297.csv | F:\UPOD\Cell_DLE\CSV_files_raw_nieuwe_structuur\2016\sap5_re\m06 | F:\UPOD\Cell_DLE\CSV_files_raw_nieuwe_structuur\2016\sap5_re\m06\s-005_dlext_20160613_8264_8297.csv | 34
v5 | Full | 3 | s-005_dlext_20160615_8298_8342.csv | F:\UPOD\Cell_DLE\CSV_files_raw_nieuwe_structuur\2016\sap5_re\m06 | F:\UPOD\Cell_DLE\CSV_files_raw_nieuwe_structuur\2016\sap5_re\m06\s-005_dlext_20160615_8298_8342.csv | 45
v5 | Full | 3 | s-005_dlext_20160616_8343_8382.csv | F:\UPOD\Cell_DLE\CSV_files_raw_nieuwe_structuur\2016\sap5_re\m06 | F:\UPOD\Cell_DLE\CSV_files_raw_nieuwe_structuur\2016\sap5_re\m06\s-005_dlext_20160616_8343_8382.csv | 40
v5 | Full | 3 | s-005_dlext_20160620_8383_8391.csv | F:\UPOD\Cell_DLE\CSV_files_raw_nieuwe_structuur\2016\sap5_re\m06 | F:\UPOD\Cell_DLE\CSV_files_raw_nieuwe_structuur\2016\sap5_re\m06\s-005_dlext_20160620_8383_8391.csv | 9
v5 | Full | 3 | s-005_dlext_20160621_8392_8394.csv | F:\UPOD\Cell_DLE\CSV_files_raw_nieuwe_structuur\2016\sap5_re\m06 | F:\UPOD\Cell_DLE\CSV_files_raw_nieuwe_structuur\2016\sap5_re\m06\s-005_dlext_20160621_8392_8394.csv | 3
v5 | Full | 3 | s-005_dlext_20160623_8395_8405.csv | F:\UPOD\Cell_DLE\CSV_files_raw_nieuwe_structuur\2016\sap5_re\m06 | F:\UPOD\Cell_DLE\CSV_files_raw_nieuwe_structuur\2016\sap5_re\m06\s-005_dlext_20160623_8395_8405.csv | 11
v5 | Full | 3 | s-005_dlext_20160627_8406_8415.csv | F:\UPOD\Cell_DLE\CSV_files_raw_nieuwe_structuur\2016\sap5_re\m06 | F:\UPOD\Cell_DLE\CSV_files_raw_nieuwe_structuur\2016\sap5_re\m06\s-005_dlext_20160627_8406_8415.csv | 10
v5 | Full | 3 | s-005_dlext_20160629_8416_8425.csv | F:\UPOD\Cell_DLE\CSV_files_raw_nieuwe_structuur\2016\sap5_re\m06 | F:\UPOD\Cell_DLE\CSV_files_raw_nieuwe_structuur\2016\sap5_re\m06\s-005_dlext_20160629_8416_8425.csv | 10
v5 | M_All | 1 | 6_1404am.csv | F:\UPOD\Cell_DLE\CSV_files_raw_nieuwe_structuur\2014\sap1_93\m04 | F:\UPOD\Cell_DLE\CSV_files_raw_nieuwe_structuur\2014\sap1_93\m04\6_1404am.csv | 227
v5 | M_All | 1 | 6_1405am.csv | F:\UPOD\Cell_DLE\CSV_files_raw_nieuwe_structuur\2014\sap1_93\m05 | F:\UPOD\Cell_DLE\CSV_files_raw_nieuwe_structuur\2014\sap1_93\m05\6_1405am.csv | 188
v5 | M_All | 1 | 6_1406am.csv | F:\UPOD\Cell_DLE\CSV_files_raw_nieuwe_structuur\2014\sap1_93\m06 | F:\UPOD\Cell_DLE\CSV_files_raw_nieuwe_structuur\2014\sap1_93\m06\6_1406am.csv | 306
v5 | M_All | 1 | 6_1408am.csv | F:\UPOD\Cell_DLE\CSV_files_raw_nieuwe_structuur\2014\sap1_93\m08 | F:\UPOD\Cell_DLE\CSV_files_raw_nieuwe_structuur\2014\sap1_93\m08\6_1408am.csv | 478
v5 | P_All | 1 | 6_1404ap.csv | F:\UPOD\Cell_DLE\CSV_files_raw_nieuwe_structuur\2014\sap1_93\m04 | F:\UPOD\Cell_DLE\CSV_files_raw_nieuwe_structuur\2014\sap1_93\m04\6_1404ap.csv | 227
v5 | P_All | 1 | 6_1405ap.csv | F:\UPOD\Cell_DLE\CSV_files_raw_nieuwe_structuur\2014\sap1_93\m05 | F:\UPOD\Cell_DLE\CSV_files_raw_nieuwe_structuur\2014\sap1_93\m05\6_1405ap.csv | 188
v5 | P_All | 1 | 6_1406ap.csv | F:\UPOD\Cell_DLE\CSV_files_raw_nieuwe_structuur\2014\sap1_93\m06 | F:\UPOD\Cell_DLE\CSV_files_raw_nieuwe_structuur\2014\sap1_93\m06\6_1406ap.csv | 306
v5 | P_All | 1 | 6_1408ap.csv | F:\UPOD\Cell_DLE\CSV_files_raw_nieuwe_structuur\2014\sap1_93\m08 | F:\UPOD\Cell_DLE\CSV_files_raw_nieuwe_structuur\2014\sap1_93\m08\6_1408ap.csv | 478